## AJEPAR URBAN(74120)
I.Illustration of Price Schedule (Supply of Plant):
Supply, Installation, Testing and Commissioning of LT Aerial Bunched Cable With Its Accessories In Part of Kachchh District (Anjar Circle) in PGVCL under Revamped Reforms-Based and Results-Linked, Distribution Sector Scheme (Package-2).
(Schedule of rates and Prices)
Ex-Works Supply of Materials
Bidder's Name & Address: M/s SES & PPCW(JV),Modasa
Circle - ANJAR Division - ANJAR Sub-Division - ANJAR CITY Feeder code - 74120 Feeder Name - AJEPAR URBAN
|  | LOA | [6 empty] | SURVEY
Sr. No. | Description of Goods | Unit | Quantity | Unit Exworks price in Rs. | Unit F & I Price | Total Exworks price in Rs. | Total Price for F & I | Total Price per line item in Rs. | Quantity | Total Exworks price in Rs. | Total Price for F & I | Total Price per line item in Rs. | Remarks
1.01 | 8 meter long /200 KG PSC Poles (PSC Pole as per state practice) | No. | 3197 | 2359.41 | 98.72 | 7543033.77 | 315607.84 | 7858641.61 | 19 | 44828.79 | 1875.68 | 46704.47
1.02 | CAUTION & DANGER BOARD. | No. | 39968 | 83.69 | 0 | 3344921.92 | 0 | 3344921.92 | 19 | 1590.11 | 0 | 1590.11
1.03 | Barbed wire for anticlimbing device | MT | 64 | 99.71 | 0 | 6381.44 | 0 | 6381.44 | 0.02 | 1.9942 | 0 | 1.9942
2 | Supply of Material for new GUY SET WITH PREFORMED FITTING, Anchor Rod/ Guy Rod - 1 No, Turn Buckel - 1 No, Eye Bolt/I-Rod - 1 No, Stay wire - 7/12 -2.5 kg, LT Guy Insulator –1 No, Guy Clamp – 1 Pair, Nut –Bolt (65x16 mm)-2 Nos.-as per Requirement etc. As per approved drawing | Set | 3997 | 908.22 | 9.87 | 3630155.34 | 39450.39 | 3669605.73 | 19 | 17256.18 | 187.53 | 17443.71
3 | Supply of Material for Coil type Earthing consist of (a) 8 SWG GI wire for earthing coil- 1.7 Kg (b) Rigid PVC Pipe - 20mm dia ( 1.5 Mtr) - 1No (C) Earthing Bolt- 1 No (d) GI Wire No. 8 From Pole Top to Earthing Coil- 1.06 Kg including cost of Coal Salt etc. (20 KG SALT + 20 KG COAL) as per approved drawings, technical specifications and scope of work. | Set | 7994 | 281.35 | 4.94 | 2249111.9 | 39490.36 | 2288602.26 | 152 | 42765.2 | 750.88 | 43516.08
4.01 | Self-tightening anchoring (Dead end) clamp with pole bracket using Stainless Steel Strap & Buckle. | No | 6395 | 133.27 | 0 | 852261.65 | 0 | 852261.65 | 308 | 41047.16 | 0 | 41047.16
4.02 | Self-locking Suspension Clamp with pole bracket using Stainless Steel Strap & Buckle | No | 33573 | 148.08 | 0 | 4971489.84 | 0 | 4971489.84 | 928 | 137418.24 | 0 | 137418.24
4.03 | Pre-Insulated mid span joints for phase, neutral and street light conductors with junction sleeve | No | 6395 | 133.27 | 0 | 852261.65 | 0 | 852261.65 | 354 | 47177.58 | 0 | 47177.58
4.04 | Stainless Steel of Size Strap 20mm*0.7mm & Buckle width 20 mm | No | 79937 | 49.36 | 0 | 3945690.32 | 0 | 3945690.32 | 1818 | 89736.48 | 0 | 89736.48
4.05 | Insulation Piercing Connectors (IPC) | No | 16785 | 49.36 | 0 | 828507.6 | 0 | 828507.6 | 682 | 33663.52 | 0 | 33663.52
4.06 | Eye Hooks | No | 39968 | 49.36 | 0 | 1972820.48 | 0 | 1972820.48 | 0 | 0 | 0 | 0
5.01 | AERIAL BUNCHED XLPE CABLE 1.1 KV 3C X 50 SQ.MM+1Cx25 SQ. MM.+1x35 SQ. MM. including special accessories for AB cable as specified in Scope of work and as per approved Drawings, technical specifications. | Km | 902 | 155409.96 | 148.08 | 140179783.92 | 133568.16 | 140313352.08 | 21.21 | 3296245.2516 | 3140.7768 | 3299386.0284
5.02 | AERIAL BUNCHED XLPE CABLE 1.1 KV 1Cx 35 SQ MM +1CX16 SQ MM + 25 SQ MM including special accessories for AB cable as specified in Scope of work and as per approved drawings, technical specifications. | Km | 697 | 60564.72 | 148.08 | 42213609.84 | 103211.76 | 42316821.6 | 0.03 | 1816.9416 | 4.4424 | 1821.384
6.01 | Supply of 1-ph Pole mounted service connection box for LT connections (8 connections) | No | 7194 | 987.2 | 19.74 | 7101916.8 | 142009.56 | 7243926.36 | 114 | 112540.8 | 2250.36 | 114791.16
6.02 | Supply of 3-ph Pole mounted service connection box for LT connections (4 connections) | No | 799 | 1184.64 | 19.74 | 946527.36 | 15772.26 | 962299.62 | 29 | 34354.56 | 572.46 | 34927.02
6.03 | Supply of 4Cx10 mm2 LT PVC Cable | KM | 14 | 44917.6 | 98.72 | 628846.4 | 1382.08 | 630228.48 | 0.37 | 16619.512 | 36.5264 | 16656.0384
6.04 | Supply of 4Cx16 mm2 LT PVC Cable | KM | 2 | 59232 | 98.72 | 118464 | 197.44 | 118661.44 | 0.04 | 2369.28 | 3.9488 | 2373.2288
| Total Cost Exculding GST |  |  |  |  | 221385784.23 | 790689.85 | 222176474.08 |  | 3919431.5994 | 8822.6044 | 3928254.2038
| Applicable GST |  |  |  |  | 39849441.1614 | 142324.173 | 39991765.3344 |  | 705497.6879 | 1588.0688 | 707085.7567
| Grand Total Including GST |  |  |  |  | 261235225.3914 | 933014.023 | 262168239.4144 |  | 4624929.2873 | 10410.6732 | 4635339.9605

## AMBAJI JGY(330607)
I.Illustration of Price Schedule (Supply of Plant):
Supply, Installation, Testing and Commissioning of LT Aerial Bunched Cable With Its Accessories In Part of Kachchh District (Anjar Circle) in PGVCL under Revamped Reforms-Based and Results-Linked, Distribution Sector Scheme (Package-2).
(Schedule of rates and Prices)
Ex-Works Supply of Materials
Bidder's Name & Address: M/s SES & PPCW(JV),Modasa
Circle - ANJAR Division - ANJAR Sub-Division - ANJAR R-1 Feeder code - 330607 Feeder Name - AMBAJI JGY
|  | LOA | [6 empty] | SURVEY
Sr. No. | Description of Goods | Unit | Quantity | Unit Exworks price in Rs. | Unit F & I Price | Total Exworks price in Rs. | Total Price for F & I | Total Price per line item in Rs. | Quantity | Total Exworks price in Rs. | Total Price for F & I | Total Price per line item in Rs. | Remarks
1.01 | 8 meter long /200 KG PSC Poles (PSC Pole as per state practice) | No. | 3197 | 2359.41 | 98.72 | 7543033.77 | 315607.84 | 7858641.61 | 8 | 18875.28 | 789.76 | 19665.04
1.02 | CAUTION & DANGER BOARD. | No. | 39968 | 83.69 | 0 | 3344921.92 | 0 | 3344921.92 | 8 | 669.52 | 0 | 669.52
1.03 | Barbed wire for anticlimbing device | MT | 64 | 99.71 | 0 | 6381.44 | 0 | 6381.44 | 0.01 | 0.9971 | 0 | 0.9971
2 | Supply of Material for new GUY SET WITH PREFORMED FITTING, Anchor Rod/ Guy Rod - 1 No, Turn Buckel - 1 No, Eye Bolt/I-Rod - 1 No, Stay wire - 7/12 -2.5 kg, LT Guy Insulator –1 No, Guy Clamp – 1 Pair, Nut –Bolt (65x16 mm)-2 Nos.-as per Requirement etc. As per approved drawing | Set | 3997 | 908.22 | 9.87 | 3630155.34 | 39450.39 | 3669605.73 | 8 | 7265.76 | 78.96 | 7344.72
3 | Supply of Material for Coil type Earthing consist of (a) 8 SWG GI wire for earthing coil- 1.7 Kg (b) Rigid PVC Pipe - 20mm dia ( 1.5 Mtr) - 1No (C) Earthing Bolt- 1 No (d) GI Wire No. 8 From Pole Top to Earthing Coil- 1.06 Kg including cost of Coal Salt etc. (20 KG SALT + 20 KG COAL) as per approved drawings, technical specifications and scope of work. | Set | 7994 | 281.35 | 4.94 | 2249111.9 | 39490.36 | 2288602.26 | 70 | 19694.5 | 345.8 | 20040.3
4.01 | Self-tightening anchoring (Dead end) clamp with pole bracket using Stainless Steel Strap & Buckle. | No | 6395 | 133.27 | 0 | 852261.65 | 0 | 852261.65 | 112 | 14926.24 | 0 | 14926.24
4.02 | Self-locking Suspension Clamp with pole bracket using Stainless Steel Strap & Buckle | No | 33573 | 148.08 | 0 | 4971489.84 | 0 | 4971489.84 | 431 | 63822.48 | 0 | 63822.48
4.03 | Pre-Insulated mid span joints for phase, neutral and street light conductors with junction sleeve | No | 6395 | 133.27 | 0 | 852261.65 | 0 | 852261.65 | 164 | 21856.28 | 0 | 21856.28
4.04 | Stainless Steel of Size Strap 20mm*0.7mm & Buckle width 20 mm | No | 79937 | 49.36 | 0 | 3945690.32 | 0 | 3945690.32 | 844 | 41659.84 | 0 | 41659.84
4.05 | Insulation Piercing Connectors (IPC) | No | 16785 | 49.36 | 0 | 828507.6 | 0 | 828507.6 | 304 | 15005.44 | 0 | 15005.44
4.06 | Eye Hooks | No | 39968 | 49.36 | 0 | 1972820.48 | 0 | 1972820.48 | 0 | 0 | 0 | 0
5.01 | AERIAL BUNCHED XLPE CABLE 1.1 KV 3C X 50 SQ.MM+1Cx25 SQ. MM.+1x35 SQ. MM. including special accessories for AB cable as specified in Scope of work and as per approved Drawings, technical specifications. | Km | 902 | 155409.96 | 148.08 | 140179783.92 | 133568.16 | 140313352.08 | 0.21 | 32636.0916 | 31.0968 | 32667.1884
5.02 | AERIAL BUNCHED XLPE CABLE 1.1 KV 1Cx 35 SQ MM +1CX16 SQ MM + 25 SQ MM including special accessories for AB cable as specified in Scope of work and as per approved drawings, technical specifications. | Km | 697 | 60564.72 | 148.08 | 42213609.84 | 103211.76 | 42316821.6 | 8.56 | 518434.0032 | 1267.5648 | 519701.568
6.01 | Supply of 1-ph Pole mounted service connection box for LT connections (8 connections) | No | 7194 | 987.2 | 19.74 | 7101916.8 | 142009.56 | 7243926.36 | 55 | 54296 | 1085.7 | 55381.7
6.02 | Supply of 3-ph Pole mounted service connection box for LT connections (4 connections) | No | 799 | 1184.64 | 19.74 | 946527.36 | 15772.26 | 962299.62 | 9 | 10661.76 | 177.66 | 10839.42
6.03 | Supply of 4Cx10 mm2 LT PVC Cable | KM | 14 | 44917.6 | 98.72 | 628846.4 | 1382.08 | 630228.48 | 0.17 | 7635.992 | 16.7824 | 7652.7744
6.04 | Supply of 4Cx16 mm2 LT PVC Cable | KM | 2 | 59232 | 98.72 | 118464 | 197.44 | 118661.44 | 0.02 | 1184.64 | 1.9744 | 1186.6144
| Total Cost Exculding GST |  |  |  |  | 221385784.23 | 790689.85 | 222176474.08 |  | 828624.8239 | 3795.2984 | 832420.1223
| Applicable GST |  |  |  |  | 39849441.1614 | 142324.173 | 39991765.3344 |  | 149152.4683 | 683.1537 | 149835.622
| Grand Total Including GST |  |  |  |  | 261235225.3914 | 933014.023 | 262168239.4144 |  | 977777.2922 | 4478.4521 | 982255.7443

## ANJAR CITY(74101)
I.Illustration of Price Schedule (Supply of Plant):
Supply, Installation, Testing and Commissioning of LT Aerial Bunched Cable With Its Accessories In Part of Kachchh District (Anjar Circle) in PGVCL under Revamped Reforms-Based and Results-Linked, Distribution Sector Scheme (Package-2).
(Schedule of rates and Prices)
Ex-Works Supply of Materials
Bidder's Name & Address: M/s SES & PPCW(JV),Modasa
Circle - ANJAR Division - ANJAR Sub-Division - ANJAR CITY Feeder code - 74101 Feeder Name - ANJAR CITY
|  | LOA | [6 empty] | SURVEY
Sr. No. | Description of Goods | Unit | Quantity | Unit Exworks price in Rs. | Unit F & I Price | Total Exworks price in Rs. | Total Price for F & I | Total Price per line item in Rs. | Quantity | Total Exworks price in Rs. | Total Price for F & I | Total Price per line item in Rs. | Remarks
1.01 | 8 meter long /200 KG PSC Poles (PSC Pole as per state practice) | No. | 3197 | 2359.41 | 98.72 | 7543033.77 | 315607.84 | 7858641.61 | 20 | 47188.2 | 1974.4 | 49162.6
1.02 | CAUTION & DANGER BOARD. | No. | 39968 | 83.69 | 0 | 3344921.92 | 0 | 3344921.92 | 20 | 1673.8 | 0 | 1673.8
1.03 | Barbed wire for anticlimbing device | MT | 64 | 99.71 | 0 | 6381.44 | 0 | 6381.44 | 0.02 | 1.9942 | 0 | 1.9942
2 | Supply of Material for new GUY SET WITH PREFORMED FITTING, Anchor Rod/ Guy Rod - 1 No, Turn Buckel - 1 No, Eye Bolt/I-Rod - 1 No, Stay wire - 7/12 -2.5 kg, LT Guy Insulator –1 No, Guy Clamp – 1 Pair, Nut –Bolt (65x16 mm)-2 Nos.-as per Requirement etc. As per approved drawing | Set | 3997 | 908.22 | 9.87 | 3630155.34 | 39450.39 | 3669605.73 | 20 | 18164.4 | 197.4 | 18361.8
3 | Supply of Material for Coil type Earthing consist of (a) 8 SWG GI wire for earthing coil- 1.7 Kg (b) Rigid PVC Pipe - 20mm dia ( 1.5 Mtr) - 1No (C) Earthing Bolt- 1 No (d) GI Wire No. 8 From Pole Top to Earthing Coil- 1.06 Kg including cost of Coal Salt etc. (20 KG SALT + 20 KG COAL) as per approved drawings, technical specifications and scope of work. | Set | 7994 | 281.35 | 4.94 | 2249111.9 | 39490.36 | 2288602.26 | 162 | 45578.7 | 800.28 | 46378.98
4.01 | Self-tightening anchoring (Dead end) clamp with pole bracket using Stainless Steel Strap & Buckle. | No | 6395 | 133.27 | 0 | 852261.65 | 0 | 852261.65 | 264 | 35183.28 | 0 | 35183.28
4.02 | Self-locking Suspension Clamp with pole bracket using Stainless Steel Strap & Buckle | No | 33573 | 148.08 | 0 | 4971489.84 | 0 | 4971489.84 | 985 | 145858.8 | 0 | 145858.8
4.03 | Pre-Insulated mid span joints for phase, neutral and street light conductors with junction sleeve | No | 6395 | 133.27 | 0 | 852261.65 | 0 | 852261.65 | 370 | 49309.9 | 0 | 49309.9
4.04 | Stainless Steel of Size Strap 20mm*0.7mm & Buckle width 20 mm | No | 79937 | 49.36 | 0 | 3945690.32 | 0 | 3945690.32 | 1944 | 95955.84 | 0 | 95955.84
4.05 | Insulation Piercing Connectors (IPC) | No | 16785 | 49.36 | 0 | 828507.6 | 0 | 828507.6 | 748 | 36921.28 | 0 | 36921.28
4.06 | Eye Hooks | No | 39968 | 49.36 | 0 | 1972820.48 | 0 | 1972820.48 | 0 | 0 | 0 | 0
5.01 | AERIAL BUNCHED XLPE CABLE 1.1 KV 3C X 50 SQ.MM+1Cx25 SQ. MM.+1x35 SQ. MM. including special accessories for AB cable as specified in Scope of work and as per approved Drawings, technical specifications. | Km | 902 | 155409.96 | 148.08 | 140179783.92 | 133568.16 | 140313352.08 | 21.57 | 3352192.8372 | 3194.0856 | 3355386.9228
5.02 | AERIAL BUNCHED XLPE CABLE 1.1 KV 1Cx 35 SQ MM +1CX16 SQ MM + 25 SQ MM including special accessories for AB cable as specified in Scope of work and as per approved drawings, technical specifications. | Km | 697 | 60564.72 | 148.08 | 42213609.84 | 103211.76 | 42316821.6 | 0.02 | 1211.2944 | 2.9616 | 1214.256
6.01 | Supply of 1-ph Pole mounted service connection box for LT connections (8 connections) | No | 7194 | 987.2 | 19.74 | 7101916.8 | 142009.56 | 7243926.36 | 120 | 118464 | 2368.8 | 120832.8
6.02 | Supply of 3-ph Pole mounted service connection box for LT connections (4 connections) | No | 799 | 1184.64 | 19.74 | 946527.36 | 15772.26 | 962299.62 | 17 | 20138.88 | 335.58 | 20474.46
6.03 | Supply of 4Cx10 mm2 LT PVC Cable | KM | 14 | 44917.6 | 98.72 | 628846.4 | 1382.08 | 630228.48 | 0.39 | 17517.864 | 38.5008 | 17556.3648
6.04 | Supply of 4Cx16 mm2 LT PVC Cable | KM | 2 | 59232 | 98.72 | 118464 | 197.44 | 118661.44 | 0.04 | 2369.28 | 3.9488 | 2373.2288
| Total Cost Exculding GST |  |  |  |  | 221385784.23 | 790689.85 | 222176474.08 |  | 3987730.3498 | 8915.9568 | 3996646.3066
| Applicable GST |  |  |  |  | 39849441.1614 | 142324.173 | 39991765.3344 |  | 717791.463 | 1604.8722 | 719396.3352
| Grand Total Including GST |  |  |  |  | 261235225.3914 | 933014.023 | 262168239.4144 |  | 4705521.8128 | 10520.829 | 4716042.6418

## BANSARI(330611)
I.Illustration of Price Schedule (Supply of Plant):
Supply, Installation, Testing and Commissioning of LT Aerial Bunched Cable With Its Accessories In Part of Kachchh District (Anjar Circle) in PGVCL under Revamped Reforms-Based and Results-Linked, Distribution Sector Scheme (Package-2).
(Schedule of rates and Prices)
Ex-Works Supply of Materials
Bidder's Name & Address: M/s SES & PPCW(JV),Modasa
Circle - ANJAR Division - ANJAR Sub-Division - ANJAR R-1 Feeder code - 330611 Feeder Name - BANSARI
|  | LOA | [6 empty] | SURVEY
Sr. No. | Description of Goods | Unit | Quantity | Unit Exworks price in Rs. | Unit F & I Price | Total Exworks price in Rs. | Total Price for F & I | Total Price per line item in Rs. | Quantity | Total Exworks price in Rs. | Total Price for F & I | Total Price per line item in Rs. | Remarks
1.01 | 8 meter long /200 KG PSC Poles (PSC Pole as per state practice) | No. | 3197 | 2359.41 | 98.72 | 7543033.77 | 315607.84 | 7858641.61 | 12 | 28312.92 | 1184.64 | 29497.56
1.02 | CAUTION & DANGER BOARD. | No. | 39968 | 83.69 | 0 | 3344921.92 | 0 | 3344921.92 | 12 | 1004.28 | 0 | 1004.28
1.03 | Barbed wire for anticlimbing device | MT | 64 | 99.71 | 0 | 6381.44 | 0 | 6381.44 | 0.01 | 0.9971 | 0 | 0.9971
2 | Supply of Material for new GUY SET WITH PREFORMED FITTING, Anchor Rod/ Guy Rod - 1 No, Turn Buckel - 1 No, Eye Bolt/I-Rod - 1 No, Stay wire - 7/12 -2.5 kg, LT Guy Insulator –1 No, Guy Clamp – 1 Pair, Nut –Bolt (65x16 mm)-2 Nos.-as per Requirement etc. As per approved drawing | Set | 3997 | 908.22 | 9.87 | 3630155.34 | 39450.39 | 3669605.73 | 12 | 10898.64 | 118.44 | 11017.08
3 | Supply of Material for Coil type Earthing consist of (a) 8 SWG GI wire for earthing coil- 1.7 Kg (b) Rigid PVC Pipe - 20mm dia ( 1.5 Mtr) - 1No (C) Earthing Bolt- 1 No (d) GI Wire No. 8 From Pole Top to Earthing Coil- 1.06 Kg including cost of Coal Salt etc. (20 KG SALT + 20 KG COAL) as per approved drawings, technical specifications and scope of work. | Set | 7994 | 281.35 | 4.94 | 2249111.9 | 39490.36 | 2288602.26 | 96 | 27009.6 | 474.24 | 27483.84
4.01 | Self-tightening anchoring (Dead end) clamp with pole bracket using Stainless Steel Strap & Buckle. | No | 6395 | 133.27 | 0 | 852261.65 | 0 | 852261.65 | 171 | 22789.17 | 0 | 22789.17
4.02 | Self-locking Suspension Clamp with pole bracket using Stainless Steel Strap & Buckle | No | 33573 | 148.08 | 0 | 4971489.84 | 0 | 4971489.84 | 589 | 87219.12 | 0 | 87219.12
4.03 | Pre-Insulated mid span joints for phase, neutral and street light conductors with junction sleeve | No | 6395 | 133.27 | 0 | 852261.65 | 0 | 852261.65 | 234 | 31185.18 | 0 | 31185.18
4.04 | Stainless Steel of Size Strap 20mm*0.7mm & Buckle width 20 mm | No | 79937 | 49.36 | 0 | 3945690.32 | 0 | 3945690.32 | 1154 | 56961.44 | 0 | 56961.44
4.05 | Insulation Piercing Connectors (IPC) | No | 16785 | 49.36 | 0 | 828507.6 | 0 | 828507.6 | 438 | 21619.68 | 0 | 21619.68
4.06 | Eye Hooks | No | 39968 | 49.36 | 0 | 1972820.48 | 0 | 1972820.48 | 0 | 0 | 0 | 0
5.01 | AERIAL BUNCHED XLPE CABLE 1.1 KV 3C X 50 SQ.MM+1Cx25 SQ. MM.+1x35 SQ. MM. including special accessories for AB cable as specified in Scope of work and as per approved Drawings, technical specifications. | Km | 902 | 155409.96 | 148.08 | 140179783.92 | 133568.16 | 140313352.08 | 1.11 | 172505.0556 | 164.3688 | 172669.4244
5.02 | AERIAL BUNCHED XLPE CABLE 1.1 KV 1Cx 35 SQ MM +1CX16 SQ MM + 25 SQ MM including special accessories for AB cable as specified in Scope of work and as per approved drawings, technical specifications. | Km | 697 | 60564.72 | 148.08 | 42213609.84 | 103211.76 | 42316821.6 | 9.23 | 559012.3656 | 1366.7784 | 560379.144
6.01 | Supply of 1-ph Pole mounted service connection box for LT connections (8 connections) | No | 7194 | 987.2 | 19.74 | 7101916.8 | 142009.56 | 7243926.36 | 87 | 85886.4 | 1717.38 | 87603.78
6.02 | Supply of 3-ph Pole mounted service connection box for LT connections (4 connections) | No | 799 | 1184.64 | 19.74 | 946527.36 | 15772.26 | 962299.62 | 19 | 22508.16 | 375.06 | 22883.22
6.03 | Supply of 4Cx10 mm2 LT PVC Cable | KM | 14 | 44917.6 | 98.72 | 628846.4 | 1382.08 | 630228.48 | 0.23 | 10331.048 | 22.7056 | 10353.7536
6.04 | Supply of 4Cx16 mm2 LT PVC Cable | KM | 2 | 59232 | 98.72 | 118464 | 197.44 | 118661.44 | 0.03 | 1776.96 | 2.9616 | 1779.9216
| Total Cost Exculding GST |  |  |  |  | 221385784.23 | 790689.85 | 222176474.08 |  | 1139021.0163 | 5426.5744 | 1144447.5907
| Applicable GST |  |  |  |  | 39849441.1614 | 142324.173 | 39991765.3344 |  | 205023.7829 | 976.7834 | 206000.5663
| Grand Total Including GST |  |  |  |  | 261235225.3914 | 933014.023 | 262168239.4144 |  | 1344044.7992 | 6403.3578 | 1350448.157

## BHAKTI JGY(121929)
I.Illustration of Price Schedule (Supply of Plant):
Supply, Installation, Testing and Commissioning of LT Aerial Bunched Cable With Its Accessories In Part of Kachchh District (Anjar Circle) in PGVCL under Revamped Reforms-Based and Results-Linked, Distribution Sector Scheme (Package-2).
(Schedule of rates and Prices)
Ex-Works Supply of Materials
Bidder's Name & Address: M/s SES & PPCW(JV),Modasa
Circle - ANJAR Division - ANJAR Sub-Division - MEGHPAR (B) Feeder code - 121929 Feeder Name - BHAKTI JGY
|  | LOA | [6 empty] | SURVEY
Sr. No. | Description of Goods | Unit | Quantity | Unit Exworks price in Rs. | Unit F & I Price | Total Exworks price in Rs. | Total Price for F & I | Total Price per line item in Rs. | Quantity | Total Exworks price in Rs. | Total Price for F & I | Total Price per line item in Rs. | Remarks
1.01 | 8 meter long /200 KG PSC Poles (PSC Pole as per state practice) | No. | 3197 | 2359.41 | 98.72 | 7543033.77 | 315607.84 | 7858641.61 | 16 | 37750.56 | 1579.52 | 39330.08
1.02 | CAUTION & DANGER BOARD. | No. | 39968 | 83.69 | 0 | 3344921.92 | 0 | 3344921.92 | 16 | 1339.04 | 0 | 1339.04
1.03 | Barbed wire for anticlimbing device | MT | 64 | 99.71 | 0 | 6381.44 | 0 | 6381.44 | 0.02 | 1.9942 | 0 | 1.9942
2 | Supply of Material for new GUY SET WITH PREFORMED FITTING, Anchor Rod/ Guy Rod - 1 No, Turn Buckel - 1 No, Eye Bolt/I-Rod - 1 No, Stay wire - 7/12 -2.5 kg, LT Guy Insulator –1 No, Guy Clamp – 1 Pair, Nut –Bolt (65x16 mm)-2 Nos.-as per Requirement etc. As per approved drawing | Set | 3997 | 908.22 | 9.87 | 3630155.34 | 39450.39 | 3669605.73 | 16 | 14531.52 | 157.92 | 14689.44
3 | Supply of Material for Coil type Earthing consist of (a) 8 SWG GI wire for earthing coil- 1.7 Kg (b) Rigid PVC Pipe - 20mm dia ( 1.5 Mtr) - 1No (C) Earthing Bolt- 1 No (d) GI Wire No. 8 From Pole Top to Earthing Coil- 1.06 Kg including cost of Coal Salt etc. (20 KG SALT + 20 KG COAL) as per approved drawings, technical specifications and scope of work. | Set | 7994 | 281.35 | 4.94 | 2249111.9 | 39490.36 | 2288602.26 | 138 | 38826.3 | 681.72 | 39508.02
4.01 | Self-tightening anchoring (Dead end) clamp with pole bracket using Stainless Steel Strap & Buckle. | No | 6395 | 133.27 | 0 | 852261.65 | 0 | 852261.65 | 241 | 32118.07 | 0 | 32118.07
4.02 | Self-locking Suspension Clamp with pole bracket using Stainless Steel Strap & Buckle | No | 33573 | 148.08 | 0 | 4971489.84 | 0 | 4971489.84 | 846 | 125275.68 | 0 | 125275.68
4.03 | Pre-Insulated mid span joints for phase, neutral and street light conductors with junction sleeve | No | 6395 | 133.27 | 0 | 852261.65 | 0 | 852261.65 | 314 | 41846.78 | 0 | 41846.78
4.04 | Stainless Steel of Size Strap 20mm*0.7mm & Buckle width 20 mm | No | 79937 | 49.36 | 0 | 3945690.32 | 0 | 3945690.32 | 1652 | 81542.72 | 0 | 81542.72
4.05 | Insulation Piercing Connectors (IPC) | No | 16785 | 49.36 | 0 | 828507.6 | 0 | 828507.6 | 620 | 30603.2 | 0 | 30603.2
4.06 | Eye Hooks | No | 39968 | 49.36 | 0 | 1972820.48 | 0 | 1972820.48 | 0 | 0 | 0 | 0
5.01 | AERIAL BUNCHED XLPE CABLE 1.1 KV 3C X 50 SQ.MM+1Cx25 SQ. MM.+1x35 SQ. MM. including special accessories for AB cable as specified in Scope of work and as per approved Drawings, technical specifications. | Km | 902 | 155409.96 | 148.08 | 140179783.92 | 133568.16 | 140313352.08 | 1.75 | 271967.43 | 259.14 | 272226.57
5.02 | AERIAL BUNCHED XLPE CABLE 1.1 KV 1Cx 35 SQ MM +1CX16 SQ MM + 25 SQ MM including special accessories for AB cable as specified in Scope of work and as per approved drawings, technical specifications. | Km | 697 | 60564.72 | 148.08 | 42213609.84 | 103211.76 | 42316821.6 | 16.78 | 1016276.0016 | 2484.7824 | 1018760.784
6.01 | Supply of 1-ph Pole mounted service connection box for LT connections (8 connections) | No | 7194 | 987.2 | 19.74 | 7101916.8 | 142009.56 | 7243926.36 | 108 | 106617.6 | 2131.92 | 108749.52
6.02 | Supply of 3-ph Pole mounted service connection box for LT connections (4 connections) | No | 799 | 1184.64 | 19.74 | 946527.36 | 15772.26 | 962299.62 | 23 | 27246.72 | 454.02 | 27700.74
6.03 | Supply of 4Cx10 mm2 LT PVC Cable | KM | 14 | 44917.6 | 98.72 | 628846.4 | 1382.08 | 630228.48 | 0.33 | 14822.808 | 32.5776 | 14855.3856
6.04 | Supply of 4Cx16 mm2 LT PVC Cable | KM | 2 | 59232 | 98.72 | 118464 | 197.44 | 118661.44 | 0.04 | 2369.28 | 3.9488 | 2373.2288
| Total Cost Exculding GST |  |  |  |  | 221385784.23 | 790689.85 | 222176474.08 |  | 1843135.7038 | 7785.5488 | 1850921.2526
| Applicable GST |  |  |  |  | 39849441.1614 | 142324.173 | 39991765.3344 |  | 331764.4267 | 1401.3988 | 333165.8255
| Grand Total Including GST |  |  |  |  | 261235225.3914 | 933014.023 | 262168239.4144 |  | 2174900.1305 | 9186.9476 | 2184087.0781

## BHAVANI JGY(77620)
I.Illustration of Price Schedule (Supply of Plant):
Supply, Installation, Testing and Commissioning of LT Aerial Bunched Cable With Its Accessories In Part of Kachchh District (Anjar Circle) in PGVCL under Revamped Reforms-Based and Results-Linked, Distribution Sector Scheme (Package-2).
(Schedule of rates and Prices)
Ex-Works Supply of Materials
Bidder's Name & Address: M/s SES & PPCW(JV),Modasa
Circle - ANJAR Division - ANJAR Sub-Division - ANJAR R-2 Feeder code - 77620 Feeder Name - BHAVANI JGY
|  | LOA | [6 empty] | SURVEY
Sr. No. | Description of Goods | Unit | Quantity | Unit Exworks price in Rs. | Unit F & I Price | Total Exworks price in Rs. | Total Price for F & I | Total Price per line item in Rs. | Quantity | Total Exworks price in Rs. | Total Price for F & I | Total Price per line item in Rs. | Remarks
1.01 | 8 meter long /200 KG PSC Poles (PSC Pole as per state practice) | No. | 3197 | 2359.41 | 98.72 | 7543033.77 | 315607.84 | 7858641.61 | 5 | 11797.05 | 493.6 | 12290.65
1.02 | CAUTION & DANGER BOARD. | No. | 39968 | 83.69 | 0 | 3344921.92 | 0 | 3344921.92 | 5 | 418.45 | 0 | 418.45
1.03 | Barbed wire for anticlimbing device | MT | 64 | 99.71 | 0 | 6381.44 | 0 | 6381.44 | 0 | 0 | 0 | 0
2 | Supply of Material for new GUY SET WITH PREFORMED FITTING, Anchor Rod/ Guy Rod - 1 No, Turn Buckel - 1 No, Eye Bolt/I-Rod - 1 No, Stay wire - 7/12 -2.5 kg, LT Guy Insulator –1 No, Guy Clamp – 1 Pair, Nut –Bolt (65x16 mm)-2 Nos.-as per Requirement etc. As per approved drawing | Set | 3997 | 908.22 | 9.87 | 3630155.34 | 39450.39 | 3669605.73 | 5 | 4541.1 | 49.35 | 4590.45
3 | Supply of Material for Coil type Earthing consist of (a) 8 SWG GI wire for earthing coil- 1.7 Kg (b) Rigid PVC Pipe - 20mm dia ( 1.5 Mtr) - 1No (C) Earthing Bolt- 1 No (d) GI Wire No. 8 From Pole Top to Earthing Coil- 1.06 Kg including cost of Coal Salt etc. (20 KG SALT + 20 KG COAL) as per approved drawings, technical specifications and scope of work. | Set | 7994 | 281.35 | 4.94 | 2249111.9 | 39490.36 | 2288602.26 | 35 | 9847.25 | 172.9 | 10020.15
4.01 | Self-tightening anchoring (Dead end) clamp with pole bracket using Stainless Steel Strap & Buckle. | No | 6395 | 133.27 | 0 | 852261.65 | 0 | 852261.65 | 63 | 8396.01 | 0 | 8396.01
4.02 | Self-locking Suspension Clamp with pole bracket using Stainless Steel Strap & Buckle | No | 33573 | 148.08 | 0 | 4971489.84 | 0 | 4971489.84 | 222 | 32873.76 | 0 | 32873.76
4.03 | Pre-Insulated mid span joints for phase, neutral and street light conductors with junction sleeve | No | 6395 | 133.27 | 0 | 852261.65 | 0 | 852261.65 | 94 | 12527.38 | 0 | 12527.38
4.04 | Stainless Steel of Size Strap 20mm*0.7mm & Buckle width 20 mm | No | 79937 | 49.36 | 0 | 3945690.32 | 0 | 3945690.32 | 430 | 21224.8 | 0 | 21224.8
4.05 | Insulation Piercing Connectors (IPC) | No | 16785 | 49.36 | 0 | 828507.6 | 0 | 828507.6 | 162 | 7996.32 | 0 | 7996.32
4.06 | Eye Hooks | No | 39968 | 49.36 | 0 | 1972820.48 | 0 | 1972820.48 | 0 | 0 | 0 | 0
5.01 | AERIAL BUNCHED XLPE CABLE 1.1 KV 3C X 50 SQ.MM+1Cx25 SQ. MM.+1x35 SQ. MM. including special accessories for AB cable as specified in Scope of work and as per approved Drawings, technical specifications. | Km | 902 | 155409.96 | 148.08 | 140179783.92 | 133568.16 | 140313352.08 | 0.74 | 115003.3704 | 109.5792 | 115112.9496
5.02 | AERIAL BUNCHED XLPE CABLE 1.1 KV 1Cx 35 SQ MM +1CX16 SQ MM + 25 SQ MM including special accessories for AB cable as specified in Scope of work and as per approved drawings, technical specifications. | Km | 697 | 60564.72 | 148.08 | 42213609.84 | 103211.76 | 42316821.6 | 6.08 | 368233.4976 | 900.3264 | 369133.824
6.01 | Supply of 1-ph Pole mounted service connection box for LT connections (8 connections) | No | 7194 | 987.2 | 19.74 | 7101916.8 | 142009.56 | 7243926.36 | 31 | 30603.2 | 611.94 | 31215.14
6.02 | Supply of 3-ph Pole mounted service connection box for LT connections (4 connections) | No | 799 | 1184.64 | 19.74 | 946527.36 | 15772.26 | 962299.62 | 8 | 9477.12 | 157.92 | 9635.04
6.03 | Supply of 4Cx10 mm2 LT PVC Cable | KM | 14 | 44917.6 | 98.72 | 628846.4 | 1382.08 | 630228.48 | 0.08 | 3593.408 | 7.8976 | 3601.3056
6.04 | Supply of 4Cx16 mm2 LT PVC Cable | KM | 2 | 59232 | 98.72 | 118464 | 197.44 | 118661.44 | 0.01 | 592.32 | 0.9872 | 593.3072
| Total Cost Exculding GST |  |  |  |  | 221385784.23 | 790689.85 | 222176474.08 |  | 637125.036 | 2504.5004 | 639629.5364
| Applicable GST |  |  |  |  | 39849441.1614 | 142324.173 | 39991765.3344 |  | 114682.5065 | 450.8101 | 115133.3166
| Grand Total Including GST |  |  |  |  | 261235225.3914 | 933014.023 | 262168239.4144 |  | 751807.5425 | 2955.3105 | 754762.853

## BHIMASAR JGY(127709)
I.Illustration of Price Schedule (Supply of Plant):
Supply, Installation, Testing and Commissioning of LT Aerial Bunched Cable With Its Accessories In Part of Kachchh District (Anjar Circle) in PGVCL under Revamped Reforms-Based and Results-Linked, Distribution Sector Scheme (Package-2).
(Schedule of rates and Prices)
Ex-Works Supply of Materials
Bidder's Name & Address: M/s SES & PPCW(JV),Modasa
Circle - ANJAR Division - ANJAR Sub-Division - ANJAR R-2 Feeder code - 127709 Feeder Name - BHIMASAR JGY
|  | LOA | [6 empty] | SURVEY
Sr. No. | Description of Goods | Unit | Quantity | Unit Exworks price in Rs. | Unit F & I Price | Total Exworks price in Rs. | Total Price for F & I | Total Price per line item in Rs. | Quantity | Total Exworks price in Rs. | Total Price for F & I | Total Price per line item in Rs. | Remarks
1.01 | 8 meter long /200 KG PSC Poles (PSC Pole as per state practice) | No. | 3197 | 2359.41 | 98.72 | 7543033.77 | 315607.84 | 7858641.61 | 0 | 0 | 0 | 0
1.02 | CAUTION & DANGER BOARD. | No. | 39968 | 83.69 | 0 | 3344921.92 | 0 | 3344921.92 | 0 | 0 | 0 | 0
1.03 | Barbed wire for anticlimbing device | MT | 64 | 99.71 | 0 | 6381.44 | 0 | 6381.44 | 0 | 0 | 0 | 0
2 | Supply of Material for new GUY SET WITH PREFORMED FITTING, Anchor Rod/ Guy Rod - 1 No, Turn Buckel - 1 No, Eye Bolt/I-Rod - 1 No, Stay wire - 7/12 -2.5 kg, LT Guy Insulator –1 No, Guy Clamp – 1 Pair, Nut –Bolt (65x16 mm)-2 Nos.-as per Requirement etc. As per approved drawing | Set | 3997 | 908.22 | 9.87 | 3630155.34 | 39450.39 | 3669605.73 | 0 | 0 | 0 | 0
3 | Supply of Material for Coil type Earthing consist of (a) 8 SWG GI wire for earthing coil- 1.7 Kg (b) Rigid PVC Pipe - 20mm dia ( 1.5 Mtr) - 1No (C) Earthing Bolt- 1 No (d) GI Wire No. 8 From Pole Top to Earthing Coil- 1.06 Kg including cost of Coal Salt etc. (20 KG SALT + 20 KG COAL) as per approved drawings, technical specifications and scope of work. | Set | 7994 | 281.35 | 4.94 | 2249111.9 | 39490.36 | 2288602.26 | 4 | 1125.4 | 19.76 | 1145.16
4.01 | Self-tightening anchoring (Dead end) clamp with pole bracket using Stainless Steel Strap & Buckle. | No | 6395 | 133.27 | 0 | 852261.65 | 0 | 852261.65 | 6 | 799.62 | 0 | 799.62
4.02 | Self-locking Suspension Clamp with pole bracket using Stainless Steel Strap & Buckle | No | 33573 | 148.08 | 0 | 4971489.84 | 0 | 4971489.84 | 19 | 2813.52 | 0 | 2813.52
4.03 | Pre-Insulated mid span joints for phase, neutral and street light conductors with junction sleeve | No | 6395 | 133.27 | 0 | 852261.65 | 0 | 852261.65 | 0 | 0 | 0 | 0
4.04 | Stainless Steel of Size Strap 20mm*0.7mm & Buckle width 20 mm | No | 79937 | 49.36 | 0 | 3945690.32 | 0 | 3945690.32 | 38 | 1875.68 | 0 | 1875.68
4.05 | Insulation Piercing Connectors (IPC) | No | 16785 | 49.36 | 0 | 828507.6 | 0 | 828507.6 | 13 | 641.68 | 0 | 641.68
4.06 | Eye Hooks | No | 39968 | 49.36 | 0 | 1972820.48 | 0 | 1972820.48 | 0 | 0 | 0 | 0
5.01 | AERIAL BUNCHED XLPE CABLE 1.1 KV 3C X 50 SQ.MM+1Cx25 SQ. MM.+1x35 SQ. MM. including special accessories for AB cable as specified in Scope of work and as per approved Drawings, technical specifications. | Km | 902 | 155409.96 | 148.08 | 140179783.92 | 133568.16 | 140313352.08 | 0 | 0 | 0 | 0
5.02 | AERIAL BUNCHED XLPE CABLE 1.1 KV 1Cx 35 SQ MM +1CX16 SQ MM + 25 SQ MM including special accessories for AB cable as specified in Scope of work and as per approved drawings, technical specifications. | Km | 697 | 60564.72 | 148.08 | 42213609.84 | 103211.76 | 42316821.6 | 0.7 | 42395.304 | 103.656 | 42498.96
6.01 | Supply of 1-ph Pole mounted service connection box for LT connections (8 connections) | No | 7194 | 987.2 | 19.74 | 7101916.8 | 142009.56 | 7243926.36 | 5 | 4936 | 98.7 | 5034.7
6.02 | Supply of 3-ph Pole mounted service connection box for LT connections (4 connections) | No | 799 | 1184.64 | 19.74 | 946527.36 | 15772.26 | 962299.62 | 0 | 0 | 0 | 0
6.03 | Supply of 4Cx10 mm2 LT PVC Cable | KM | 14 | 44917.6 | 98.72 | 628846.4 | 1382.08 | 630228.48 | 0.01 | 449.176 | 0.9872 | 450.1632
6.04 | Supply of 4Cx16 mm2 LT PVC Cable | KM | 2 | 59232 | 98.72 | 118464 | 197.44 | 118661.44 | 0 | 0 | 0 | 0
| Total Cost Exculding GST |  |  |  |  | 221385784.23 | 790689.85 | 222176474.08 |  | 55036.38 | 223.1032 | 55259.4832
| Applicable GST |  |  |  |  | 39849441.1614 | 142324.173 | 39991765.3344 |  | 9906.5484 | 40.1586 | 9946.707
| Grand Total Including GST |  |  |  |  | 261235225.3914 | 933014.023 | 262168239.4144 |  | 64942.9284 | 263.2618 | 65206.1902

## CHITRAKUT(74129)
I.Illustration of Price Schedule (Supply of Plant):
Supply, Installation, Testing and Commissioning of LT Aerial Bunched Cable With Its Accessories In Part of Kachchh District (Anjar Circle) in PGVCL under Revamped Reforms-Based and Results-Linked, Distribution Sector Scheme (Package-2).
(Schedule of rates and Prices)
Ex-Works Supply of Materials
Bidder's Name & Address: M/s SES & PPCW(JV),Modasa
Circle - ANJAR Division - ANJAR Sub-Division - ANJAR CITY Feeder code - 74129 Feeder Name - CHITRAKUT
|  | LOA | [6 empty] | SURVEY
Sr. No. | Description of Goods | Unit | Quantity | Unit Exworks price in Rs. | Unit F & I Price | Total Exworks price in Rs. | Total Price for F & I | Total Price per line item in Rs. | Quantity | Total Exworks price in Rs. | Total Price for F & I | Total Price per line item in Rs. | Remarks
1.01 | 8 meter long /200 KG PSC Poles (PSC Pole as per state practice) | No. | 3197 | 2359.41 | 98.72 | 7543033.77 | 315607.84 | 7858641.61 | 7 | 16515.87 | 691.04 | 17206.91
1.02 | CAUTION & DANGER BOARD. | No. | 39968 | 83.69 | 0 | 3344921.92 | 0 | 3344921.92 | 7 | 585.83 | 0 | 585.83
1.03 | Barbed wire for anticlimbing device | MT | 64 | 99.71 | 0 | 6381.44 | 0 | 6381.44 | 0.01 | 0.9971 | 0 | 0.9971
2 | Supply of Material for new GUY SET WITH PREFORMED FITTING, Anchor Rod/ Guy Rod - 1 No, Turn Buckel - 1 No, Eye Bolt/I-Rod - 1 No, Stay wire - 7/12 -2.5 kg, LT Guy Insulator –1 No, Guy Clamp – 1 Pair, Nut –Bolt (65x16 mm)-2 Nos.-as per Requirement etc. As per approved drawing | Set | 3997 | 908.22 | 9.87 | 3630155.34 | 39450.39 | 3669605.73 | 7 | 6357.54 | 69.09 | 6426.63
3 | Supply of Material for Coil type Earthing consist of (a) 8 SWG GI wire for earthing coil- 1.7 Kg (b) Rigid PVC Pipe - 20mm dia ( 1.5 Mtr) - 1No (C) Earthing Bolt- 1 No (d) GI Wire No. 8 From Pole Top to Earthing Coil- 1.06 Kg including cost of Coal Salt etc. (20 KG SALT + 20 KG COAL) as per approved drawings, technical specifications and scope of work. | Set | 7994 | 281.35 | 4.94 | 2249111.9 | 39490.36 | 2288602.26 | 58 | 16318.3 | 286.52 | 16604.82
4.01 | Self-tightening anchoring (Dead end) clamp with pole bracket using Stainless Steel Strap & Buckle. | No | 6395 | 133.27 | 0 | 852261.65 | 0 | 852261.65 | 104 | 13860.08 | 0 | 13860.08
4.02 | Self-locking Suspension Clamp with pole bracket using Stainless Steel Strap & Buckle | No | 33573 | 148.08 | 0 | 4971489.84 | 0 | 4971489.84 | 357 | 52864.56 | 0 | 52864.56
4.03 | Pre-Insulated mid span joints for phase, neutral and street light conductors with junction sleeve | No | 6395 | 133.27 | 0 | 852261.65 | 0 | 852261.65 | 140 | 18657.8 | 0 | 18657.8
4.04 | Stainless Steel of Size Strap 20mm*0.7mm & Buckle width 20 mm | No | 79937 | 49.36 | 0 | 3945690.32 | 0 | 3945690.32 | 698 | 34453.28 | 0 | 34453.28
4.05 | Insulation Piercing Connectors (IPC) | No | 16785 | 49.36 | 0 | 828507.6 | 0 | 828507.6 | 236 | 11648.96 | 0 | 11648.96
4.06 | Eye Hooks | No | 39968 | 49.36 | 0 | 1972820.48 | 0 | 1972820.48 | 0 | 0 | 0 | 0
5.01 | AERIAL BUNCHED XLPE CABLE 1.1 KV 3C X 50 SQ.MM+1Cx25 SQ. MM.+1x35 SQ. MM. including special accessories for AB cable as specified in Scope of work and as per approved Drawings, technical specifications. | Km | 902 | 155409.96 | 148.08 | 140179783.92 | 133568.16 | 140313352.08 | 8.3 | 1289902.668 | 1229.064 | 1291131.732
5.02 | AERIAL BUNCHED XLPE CABLE 1.1 KV 1Cx 35 SQ MM +1CX16 SQ MM + 25 SQ MM including special accessories for AB cable as specified in Scope of work and as per approved drawings, technical specifications. | Km | 697 | 60564.72 | 148.08 | 42213609.84 | 103211.76 | 42316821.6 | 0.05 | 3028.236 | 7.404 | 3035.64
6.01 | Supply of 1-ph Pole mounted service connection box for LT connections (8 connections) | No | 7194 | 987.2 | 19.74 | 7101916.8 | 142009.56 | 7243926.36 | 45 | 44424 | 888.3 | 45312.3
6.02 | Supply of 3-ph Pole mounted service connection box for LT connections (4 connections) | No | 799 | 1184.64 | 19.74 | 946527.36 | 15772.26 | 962299.62 | 9 | 10661.76 | 177.66 | 10839.42
6.03 | Supply of 4Cx10 mm2 LT PVC Cable | KM | 14 | 44917.6 | 98.72 | 628846.4 | 1382.08 | 630228.48 | 0.13 | 5839.288 | 12.8336 | 5852.1216
6.04 | Supply of 4Cx16 mm2 LT PVC Cable | KM | 2 | 59232 | 98.72 | 118464 | 197.44 | 118661.44 | 0.02 | 1184.64 | 1.9744 | 1186.6144
| Total Cost Exculding GST |  |  |  |  | 221385784.23 | 790689.85 | 222176474.08 |  | 1526303.8091 | 3363.886 | 1529667.6951
| Applicable GST |  |  |  |  | 39849441.1614 | 142324.173 | 39991765.3344 |  | 274734.6856 | 605.4995 | 275340.1851
| Grand Total Including GST |  |  |  |  | 261235225.3914 | 933014.023 | 262168239.4144 |  | 1801038.4947 | 3969.3855 | 1805007.8802

## COVID JGY(157712)
I.Illustration of Price Schedule (Supply of Plant):
Supply, Installation, Testing and Commissioning of LT Aerial Bunched Cable With Its Accessories In Part of Kachchh District (Anjar Circle) in PGVCL under Revamped Reforms-Based and Results-Linked, Distribution Sector Scheme (Package-2).
(Schedule of rates and Prices)
Ex-Works Supply of Materials
Bidder's Name & Address: M/s SES & PPCW(JV),Modasa
Circle - ANJAR Division - ANJAR Sub-Division - ANJAR R-1 Feeder code - 157712 Feeder Name - COVID JGY
|  | LOA | [6 empty] | SURVEY
Sr. No. | Description of Goods | Unit | Quantity | Unit Exworks price in Rs. | Unit F & I Price | Total Exworks price in Rs. | Total Price for F & I | Total Price per line item in Rs. | Quantity | Total Exworks price in Rs. | Total Price for F & I | Total Price per line item in Rs. | Remarks
1.01 | 8 meter long /200 KG PSC Poles (PSC Pole as per state practice) | No. | 3197 | 2359.41 | 98.72 | 7543033.77 | 315607.84 | 7858641.61 | 13 | 30672.33 | 1283.36 | 31955.69
1.02 | CAUTION & DANGER BOARD. | No. | 39968 | 83.69 | 0 | 3344921.92 | 0 | 3344921.92 | 13 | 1087.97 | 0 | 1087.97
1.03 | Barbed wire for anticlimbing device | MT | 64 | 99.71 | 0 | 6381.44 | 0 | 6381.44 | 0.01 | 0.9971 | 0 | 0.9971
2 | Supply of Material for new GUY SET WITH PREFORMED FITTING, Anchor Rod/ Guy Rod - 1 No, Turn Buckel - 1 No, Eye Bolt/I-Rod - 1 No, Stay wire - 7/12 -2.5 kg, LT Guy Insulator –1 No, Guy Clamp – 1 Pair, Nut –Bolt (65x16 mm)-2 Nos.-as per Requirement etc. As per approved drawing | Set | 3997 | 908.22 | 9.87 | 3630155.34 | 39450.39 | 3669605.73 | 13 | 11806.86 | 128.31 | 11935.17
3 | Supply of Material for Coil type Earthing consist of (a) 8 SWG GI wire for earthing coil- 1.7 Kg (b) Rigid PVC Pipe - 20mm dia ( 1.5 Mtr) - 1No (C) Earthing Bolt- 1 No (d) GI Wire No. 8 From Pole Top to Earthing Coil- 1.06 Kg including cost of Coal Salt etc. (20 KG SALT + 20 KG COAL) as per approved drawings, technical specifications and scope of work. | Set | 7994 | 281.35 | 4.94 | 2249111.9 | 39490.36 | 2288602.26 | 99 | 27853.65 | 489.06 | 28342.71
4.01 | Self-tightening anchoring (Dead end) clamp with pole bracket using Stainless Steel Strap & Buckle. | No | 6395 | 133.27 | 0 | 852261.65 | 0 | 852261.65 | 172 | 22922.44 | 0 | 22922.44
4.02 | Self-locking Suspension Clamp with pole bracket using Stainless Steel Strap & Buckle | No | 33573 | 148.08 | 0 | 4971489.84 | 0 | 4971489.84 | 613 | 90773.04 | 0 | 90773.04
4.03 | Pre-Insulated mid span joints for phase, neutral and street light conductors with junction sleeve | No | 6395 | 133.27 | 0 | 852261.65 | 0 | 852261.65 | 230 | 30652.1 | 0 | 30652.1
4.04 | Stainless Steel of Size Strap 20mm*0.7mm & Buckle width 20 mm | No | 79937 | 49.36 | 0 | 3945690.32 | 0 | 3945690.32 | 1194 | 58935.84 | 0 | 58935.84
4.05 | Insulation Piercing Connectors (IPC) | No | 16785 | 49.36 | 0 | 828507.6 | 0 | 828507.6 | 452 | 22310.72 | 0 | 22310.72
4.06 | Eye Hooks | No | 39968 | 49.36 | 0 | 1972820.48 | 0 | 1972820.48 | 0 | 0 | 0 | 0
5.01 | AERIAL BUNCHED XLPE CABLE 1.1 KV 3C X 50 SQ.MM+1Cx25 SQ. MM.+1x35 SQ. MM. including special accessories for AB cable as specified in Scope of work and as per approved Drawings, technical specifications. | Km | 902 | 155409.96 | 148.08 | 140179783.92 | 133568.16 | 140313352.08 | 0.39 | 60609.8844 | 57.7512 | 60667.6356
5.02 | AERIAL BUNCHED XLPE CABLE 1.1 KV 1Cx 35 SQ MM +1CX16 SQ MM + 25 SQ MM including special accessories for AB cable as specified in Scope of work and as per approved drawings, technical specifications. | Km | 697 | 60564.72 | 148.08 | 42213609.84 | 103211.76 | 42316821.6 | 14.7 | 890301.384 | 2176.776 | 892478.16
6.01 | Supply of 1-ph Pole mounted service connection box for LT connections (8 connections) | No | 7194 | 987.2 | 19.74 | 7101916.8 | 142009.56 | 7243926.36 | 76 | 75027.2 | 1500.24 | 76527.44
6.02 | Supply of 3-ph Pole mounted service connection box for LT connections (4 connections) | No | 799 | 1184.64 | 19.74 | 946527.36 | 15772.26 | 962299.62 | 19 | 22508.16 | 375.06 | 22883.22
6.03 | Supply of 4Cx10 mm2 LT PVC Cable | KM | 14 | 44917.6 | 98.72 | 628846.4 | 1382.08 | 630228.48 | 0.24 | 10780.224 | 23.6928 | 10803.9168
6.04 | Supply of 4Cx16 mm2 LT PVC Cable | KM | 2 | 59232 | 98.72 | 118464 | 197.44 | 118661.44 | 0.03 | 1776.96 | 2.9616 | 1779.9216
| Total Cost Exculding GST |  |  |  |  | 221385784.23 | 790689.85 | 222176474.08 |  | 1358019.7595 | 6037.2116 | 1364056.9711
| Applicable GST |  |  |  |  | 39849441.1614 | 142324.173 | 39991765.3344 |  | 244443.5567 | 1086.6981 | 245530.2548
| Grand Total Including GST |  |  |  |  | 261235225.3914 | 933014.023 | 262168239.4144 |  | 1602463.3162 | 7123.9097 | 1609587.2259

## DEV URBAN(336003)
I.Illustration of Price Schedule (Supply of Plant):
Supply, Installation, Testing and Commissioning of LT Aerial Bunched Cable With Its Accessories In Part of Kachchh District (Anjar Circle) in PGVCL under Revamped Reforms-Based and Results-Linked, Distribution Sector Scheme (Package-2).
(Schedule of rates and Prices)
Ex-Works Supply of Materials
Bidder's Name & Address: M/s SES & PPCW(JV),Modasa
Circle - ANJAR Division - ANJAR Sub-Division - ANJAR CITY Feeder code - 336003 Feeder Name - DEV URBAN
|  | LOA | [6 empty] | SURVEY
Sr. No. | Description of Goods | Unit | Quantity | Unit Exworks price in Rs. | Unit F & I Price | Total Exworks price in Rs. | Total Price for F & I | Total Price per line item in Rs. | Quantity | Total Exworks price in Rs. | Total Price for F & I | Total Price per line item in Rs. | Remarks
1.01 | 8 meter long /200 KG PSC Poles (PSC Pole as per state practice) | No. | 3197 | 2359.41 | 98.72 | 7543033.77 | 315607.84 | 7858641.61 | 2 | 4718.82 | 197.44 | 4916.26
1.02 | CAUTION & DANGER BOARD. | No. | 39968 | 83.69 | 0 | 3344921.92 | 0 | 3344921.92 | 2 | 167.38 | 0 | 167.38
1.03 | Barbed wire for anticlimbing device | MT | 64 | 99.71 | 0 | 6381.44 | 0 | 6381.44 | 0 | 0 | 0 | 0
2 | Supply of Material for new GUY SET WITH PREFORMED FITTING, Anchor Rod/ Guy Rod - 1 No, Turn Buckel - 1 No, Eye Bolt/I-Rod - 1 No, Stay wire - 7/12 -2.5 kg, LT Guy Insulator –1 No, Guy Clamp – 1 Pair, Nut –Bolt (65x16 mm)-2 Nos.-as per Requirement etc. As per approved drawing | Set | 3997 | 908.22 | 9.87 | 3630155.34 | 39450.39 | 3669605.73 | 2 | 1816.44 | 19.74 | 1836.18
3 | Supply of Material for Coil type Earthing consist of (a) 8 SWG GI wire for earthing coil- 1.7 Kg (b) Rigid PVC Pipe - 20mm dia ( 1.5 Mtr) - 1No (C) Earthing Bolt- 1 No (d) GI Wire No. 8 From Pole Top to Earthing Coil- 1.06 Kg including cost of Coal Salt etc. (20 KG SALT + 20 KG COAL) as per approved drawings, technical specifications and scope of work. | Set | 7994 | 281.35 | 4.94 | 2249111.9 | 39490.36 | 2288602.26 | 18 | 5064.3 | 88.92 | 5153.22
4.01 | Self-tightening anchoring (Dead end) clamp with pole bracket using Stainless Steel Strap & Buckle. | No | 6395 | 133.27 | 0 | 852261.65 | 0 | 852261.65 | 36 | 4797.72 | 0 | 4797.72
4.02 | Self-locking Suspension Clamp with pole bracket using Stainless Steel Strap & Buckle | No | 33573 | 148.08 | 0 | 4971489.84 | 0 | 4971489.84 | 104 | 15400.32 | 0 | 15400.32
4.03 | Pre-Insulated mid span joints for phase, neutral and street light conductors with junction sleeve | No | 6395 | 133.27 | 0 | 852261.65 | 0 | 852261.65 | 44 | 5863.88 | 0 | 5863.88
4.04 | Stainless Steel of Size Strap 20mm*0.7mm & Buckle width 20 mm | No | 79937 | 49.36 | 0 | 3945690.32 | 0 | 3945690.32 | 202 | 9970.72 | 0 | 9970.72
4.05 | Insulation Piercing Connectors (IPC) | No | 16785 | 49.36 | 0 | 828507.6 | 0 | 828507.6 | 80 | 3948.8 | 0 | 3948.8
4.06 | Eye Hooks | No | 39968 | 49.36 | 0 | 1972820.48 | 0 | 1972820.48 | 0 | 0 | 0 | 0
5.01 | AERIAL BUNCHED XLPE CABLE 1.1 KV 3C X 50 SQ.MM+1Cx25 SQ. MM.+1x35 SQ. MM. including special accessories for AB cable as specified in Scope of work and as per approved Drawings, technical specifications. | Km | 902 | 155409.96 | 148.08 | 140179783.92 | 133568.16 | 140313352.08 | 2.41 | 374538.0036 | 356.8728 | 374894.8764
5.02 | AERIAL BUNCHED XLPE CABLE 1.1 KV 1Cx 35 SQ MM +1CX16 SQ MM + 25 SQ MM including special accessories for AB cable as specified in Scope of work and as per approved drawings, technical specifications. | Km | 697 | 60564.72 | 148.08 | 42213609.84 | 103211.76 | 42316821.6 | 0 | 0 | 0 | 0
6.01 | Supply of 1-ph Pole mounted service connection box for LT connections (8 connections) | No | 7194 | 987.2 | 19.74 | 7101916.8 | 142009.56 | 7243926.36 | 12 | 11846.4 | 236.88 | 12083.28
6.02 | Supply of 3-ph Pole mounted service connection box for LT connections (4 connections) | No | 799 | 1184.64 | 19.74 | 946527.36 | 15772.26 | 962299.62 | 3 | 3553.92 | 59.22 | 3613.14
6.03 | Supply of 4Cx10 mm2 LT PVC Cable | KM | 14 | 44917.6 | 98.72 | 628846.4 | 1382.08 | 630228.48 | 0.04 | 1796.704 | 3.9488 | 1800.6528
6.04 | Supply of 4Cx16 mm2 LT PVC Cable | KM | 2 | 59232 | 98.72 | 118464 | 197.44 | 118661.44 | 0 | 0 | 0 | 0
| Total Cost Exculding GST |  |  |  |  | 221385784.23 | 790689.85 | 222176474.08 |  | 443483.4076 | 963.0216 | 444446.4292
| Applicable GST |  |  |  |  | 39849441.1614 | 142324.173 | 39991765.3344 |  | 79827.0134 | 173.3439 | 80000.3573
| Grand Total Including GST |  |  |  |  | 261235225.3914 | 933014.023 | 262168239.4144 |  | 523310.421 | 1136.3655 | 524446.7865

## DEVALIYA(74174)
I.Illustration of Price Schedule (Supply of Plant):
Supply, Installation, Testing and Commissioning of LT Aerial Bunched Cable With Its Accessories In Part of Kachchh District (Anjar Circle) in PGVCL under Revamped Reforms-Based and Results-Linked, Distribution Sector Scheme (Package-2).
(Schedule of rates and Prices)
Ex-Works Supply of Materials
Bidder's Name & Address: M/s SES & PPCW(JV),Modasa
Circle - ANJAR Division - ANJAR Sub-Division - ANJAR R-1 Feeder code - 74174 Feeder Name - DEVALIYA
|  | LOA | [6 empty] | SURVEY
Sr. No. | Description of Goods | Unit | Quantity | Unit Exworks price in Rs. | Unit F & I Price | Total Exworks price in Rs. | Total Price for F & I | Total Price per line item in Rs. | Quantity | Total Exworks price in Rs. | Total Price for F & I | Total Price per line item in Rs. | Remarks
1.01 | 8 meter long /200 KG PSC Poles (PSC Pole as per state practice) | No. | 3197 | 2359.41 | 98.72 | 7543033.77 | 315607.84 | 7858641.61 | 9 | 21234.69 | 888.48 | 22123.17
1.02 | CAUTION & DANGER BOARD. | No. | 39968 | 83.69 | 0 | 3344921.92 | 0 | 3344921.92 | 9 | 753.21 | 0 | 753.21
1.03 | Barbed wire for anticlimbing device | MT | 64 | 99.71 | 0 | 6381.44 | 0 | 6381.44 | 0.01 | 0.9971 | 0 | 0.9971
2 | Supply of Material for new GUY SET WITH PREFORMED FITTING, Anchor Rod/ Guy Rod - 1 No, Turn Buckel - 1 No, Eye Bolt/I-Rod - 1 No, Stay wire - 7/12 -2.5 kg, LT Guy Insulator –1 No, Guy Clamp – 1 Pair, Nut –Bolt (65x16 mm)-2 Nos.-as per Requirement etc. As per approved drawing | Set | 3997 | 908.22 | 9.87 | 3630155.34 | 39450.39 | 3669605.73 | 9 | 8173.98 | 88.83 | 8262.81
3 | Supply of Material for Coil type Earthing consist of (a) 8 SWG GI wire for earthing coil- 1.7 Kg (b) Rigid PVC Pipe - 20mm dia ( 1.5 Mtr) - 1No (C) Earthing Bolt- 1 No (d) GI Wire No. 8 From Pole Top to Earthing Coil- 1.06 Kg including cost of Coal Salt etc. (20 KG SALT + 20 KG COAL) as per approved drawings, technical specifications and scope of work. | Set | 7994 | 281.35 | 4.94 | 2249111.9 | 39490.36 | 2288602.26 | 78 | 21945.3 | 385.32 | 22330.62
4.01 | Self-tightening anchoring (Dead end) clamp with pole bracket using Stainless Steel Strap & Buckle. | No | 6395 | 133.27 | 0 | 852261.65 | 0 | 852261.65 | 139 | 18524.53 | 0 | 18524.53
4.02 | Self-locking Suspension Clamp with pole bracket using Stainless Steel Strap & Buckle | No | 33573 | 148.08 | 0 | 4971489.84 | 0 | 4971489.84 | 483 | 71522.64 | 0 | 71522.64
4.03 | Pre-Insulated mid span joints for phase, neutral and street light conductors with junction sleeve | No | 6395 | 133.27 | 0 | 852261.65 | 0 | 852261.65 | 178 | 23722.06 | 0 | 23722.06
4.04 | Stainless Steel of Size Strap 20mm*0.7mm & Buckle width 20 mm | No | 79937 | 49.36 | 0 | 3945690.32 | 0 | 3945690.32 | 944 | 46595.84 | 0 | 46595.84
4.05 | Insulation Piercing Connectors (IPC) | No | 16785 | 49.36 | 0 | 828507.6 | 0 | 828507.6 | 356 | 17572.16 | 0 | 17572.16
4.06 | Eye Hooks | No | 39968 | 49.36 | 0 | 1972820.48 | 0 | 1972820.48 | 0 | 0 | 0 | 0
5.01 | AERIAL BUNCHED XLPE CABLE 1.1 KV 3C X 50 SQ.MM+1Cx25 SQ. MM.+1x35 SQ. MM. including special accessories for AB cable as specified in Scope of work and as per approved Drawings, technical specifications. | Km | 902 | 155409.96 | 148.08 | 140179783.92 | 133568.16 | 140313352.08 | 0.51 | 79259.0796 | 75.5208 | 79334.6004
5.02 | AERIAL BUNCHED XLPE CABLE 1.1 KV 1Cx 35 SQ MM +1CX16 SQ MM + 25 SQ MM including special accessories for AB cable as specified in Scope of work and as per approved drawings, technical specifications. | Km | 697 | 60564.72 | 148.08 | 42213609.84 | 103211.76 | 42316821.6 | 13.28 | 804299.4816 | 1966.5024 | 806265.984
6.01 | Supply of 1-ph Pole mounted service connection box for LT connections (8 connections) | No | 7194 | 987.2 | 19.74 | 7101916.8 | 142009.56 | 7243926.36 | 55 | 54296 | 1085.7 | 55381.7
6.02 | Supply of 3-ph Pole mounted service connection box for LT connections (4 connections) | No | 799 | 1184.64 | 19.74 | 946527.36 | 15772.26 | 962299.62 | 14 | 16584.96 | 276.36 | 16861.32
6.03 | Supply of 4Cx10 mm2 LT PVC Cable | KM | 14 | 44917.6 | 98.72 | 628846.4 | 1382.08 | 630228.48 | 0.2 | 8983.52 | 19.744 | 9003.264
6.04 | Supply of 4Cx16 mm2 LT PVC Cable | KM | 2 | 59232 | 98.72 | 118464 | 197.44 | 118661.44 | 0.02 | 1184.64 | 1.9744 | 1186.6144
| Total Cost Exculding GST |  |  |  |  | 221385784.23 | 790689.85 | 222176474.08 |  | 1194653.0883 | 4788.4316 | 1199441.5199
| Applicable GST |  |  |  |  | 39849441.1614 | 142324.173 | 39991765.3344 |  | 215037.5559 | 861.9177 | 215899.4736
| Grand Total Including GST |  |  |  |  | 261235225.3914 | 933014.023 | 262168239.4144 |  | 1409690.6442 | 5650.3493 | 1415340.9935

## GANGA GATE(74121)
I.Illustration of Price Schedule (Supply of Plant):
Supply, Installation, Testing and Commissioning of LT Aerial Bunched Cable With Its Accessories In Part of Kachchh District (Anjar Circle) in PGVCL under Revamped Reforms-Based and Results-Linked, Distribution Sector Scheme (Package-2).
(Schedule of rates and Prices)
Ex-Works Supply of Materials
Bidder's Name & Address: M/s SES & PPCW(JV),Modasa
Circle - ANJAR Division - ANJAR Sub-Division - ANJAR CITY Feeder code - 74121 Feeder Name - GANGA GATE
|  | LOA | [6 empty] | SURVEY
Sr. No. | Description of Goods | Unit | Quantity | Unit Exworks price in Rs. | Unit F & I Price | Total Exworks price in Rs. | Total Price for F & I | Total Price per line item in Rs. | Quantity | Total Exworks price in Rs. | Total Price for F & I | Total Price per line item in Rs. | Remarks
1.01 | 8 meter long /200 KG PSC Poles (PSC Pole as per state practice) | No. | 3197 | 2359.41 | 98.72 | 7543033.77 | 315607.84 | 7858641.61 | 16 | 37750.56 | 1579.52 | 39330.08
1.02 | CAUTION & DANGER BOARD. | No. | 39968 | 83.69 | 0 | 3344921.92 | 0 | 3344921.92 | 16 | 1339.04 | 0 | 1339.04
1.03 | Barbed wire for anticlimbing device | MT | 64 | 99.71 | 0 | 6381.44 | 0 | 6381.44 | 0.02 | 1.9942 | 0 | 1.9942
2 | Supply of Material for new GUY SET WITH PREFORMED FITTING, Anchor Rod/ Guy Rod - 1 No, Turn Buckel - 1 No, Eye Bolt/I-Rod - 1 No, Stay wire - 7/12 -2.5 kg, LT Guy Insulator –1 No, Guy Clamp – 1 Pair, Nut –Bolt (65x16 mm)-2 Nos.-as per Requirement etc. As per approved drawing | Set | 3997 | 908.22 | 9.87 | 3630155.34 | 39450.39 | 3669605.73 | 16 | 14531.52 | 157.92 | 14689.44
3 | Supply of Material for Coil type Earthing consist of (a) 8 SWG GI wire for earthing coil- 1.7 Kg (b) Rigid PVC Pipe - 20mm dia ( 1.5 Mtr) - 1No (C) Earthing Bolt- 1 No (d) GI Wire No. 8 From Pole Top to Earthing Coil- 1.06 Kg including cost of Coal Salt etc. (20 KG SALT + 20 KG COAL) as per approved drawings, technical specifications and scope of work. | Set | 7994 | 281.35 | 4.94 | 2249111.9 | 39490.36 | 2288602.26 | 132 | 37138.2 | 652.08 | 37790.28
4.01 | Self-tightening anchoring (Dead end) clamp with pole bracket using Stainless Steel Strap & Buckle. | No | 6395 | 133.27 | 0 | 852261.65 | 0 | 852261.65 | 229 | 30518.83 | 0 | 30518.83
4.02 | Self-locking Suspension Clamp with pole bracket using Stainless Steel Strap & Buckle | No | 33573 | 148.08 | 0 | 4971489.84 | 0 | 4971489.84 | 811 | 120092.88 | 0 | 120092.88
4.03 | Pre-Insulated mid span joints for phase, neutral and street light conductors with junction sleeve | No | 6395 | 133.27 | 0 | 852261.65 | 0 | 852261.65 | 314 | 41846.78 | 0 | 41846.78
4.04 | Stainless Steel of Size Strap 20mm*0.7mm & Buckle width 20 mm | No | 79937 | 49.36 | 0 | 3945690.32 | 0 | 3945690.32 | 1584 | 78186.24 | 0 | 78186.24
4.05 | Insulation Piercing Connectors (IPC) | No | 16785 | 49.36 | 0 | 828507.6 | 0 | 828507.6 | 600 | 29616 | 0 | 29616
4.06 | Eye Hooks | No | 39968 | 49.36 | 0 | 1972820.48 | 0 | 1972820.48 | 0 | 0 | 0 | 0
5.01 | AERIAL BUNCHED XLPE CABLE 1.1 KV 3C X 50 SQ.MM+1Cx25 SQ. MM.+1x35 SQ. MM. including special accessories for AB cable as specified in Scope of work and as per approved Drawings, technical specifications. | Km | 902 | 155409.96 | 148.08 | 140179783.92 | 133568.16 | 140313352.08 | 18.66 | 2899949.8536 | 2763.1728 | 2902713.0264
5.02 | AERIAL BUNCHED XLPE CABLE 1.1 KV 1Cx 35 SQ MM +1CX16 SQ MM + 25 SQ MM including special accessories for AB cable as specified in Scope of work and as per approved drawings, technical specifications. | Km | 697 | 60564.72 | 148.08 | 42213609.84 | 103211.76 | 42316821.6 | 0.07 | 4239.5304 | 10.3656 | 4249.896
6.01 | Supply of 1-ph Pole mounted service connection box for LT connections (8 connections) | No | 7194 | 987.2 | 19.74 | 7101916.8 | 142009.56 | 7243926.36 | 106 | 104643.2 | 2092.44 | 106735.64
6.02 | Supply of 3-ph Pole mounted service connection box for LT connections (4 connections) | No | 799 | 1184.64 | 19.74 | 946527.36 | 15772.26 | 962299.62 | 23 | 27246.72 | 454.02 | 27700.74
6.03 | Supply of 4Cx10 mm2 LT PVC Cable | KM | 14 | 44917.6 | 98.72 | 628846.4 | 1382.08 | 630228.48 | 0.33 | 14822.808 | 32.5776 | 14855.3856
6.04 | Supply of 4Cx16 mm2 LT PVC Cable | KM | 2 | 59232 | 98.72 | 118464 | 197.44 | 118661.44 | 0.04 | 2369.28 | 3.9488 | 2373.2288
| Total Cost Exculding GST |  |  |  |  | 221385784.23 | 790689.85 | 222176474.08 |  | 3444293.4362 | 7746.0448 | 3452039.481
| Applicable GST |  |  |  |  | 39849441.1614 | 142324.173 | 39991765.3344 |  | 619972.8185 | 1394.2881 | 621367.1066
| Grand Total Including GST |  |  |  |  | 261235225.3914 | 933014.023 | 262168239.4144 |  | 4064266.2547 | 9140.3329 | 4073406.5876

## GOPAL NAGAR JGY(332003)
I.Illustration of Price Schedule (Supply of Plant):
Supply, Installation, Testing and Commissioning of LT Aerial Bunched Cable With Its Accessories In Part of Kachchh District (Anjar Circle) in PGVCL under Revamped Reforms-Based and Results-Linked, Distribution Sector Scheme (Package-2).
(Schedule of rates and Prices)
Ex-Works Supply of Materials
Bidder's Name & Address: M/s SES & PPCW(JV),Modasa
Circle - ANJAR Division - ANJAR Sub-Division - ANJAR R-2 Feeder code - 332003 Feeder Name - GOPAL NAGAR JGY
|  | LOA | [6 empty] | SURVEY
Sr. No. | Description of Goods | Unit | Quantity | Unit Exworks price in Rs. | Unit F & I Price | Total Exworks price in Rs. | Total Price for F & I | Total Price per line item in Rs. | Quantity | Total Exworks price in Rs. | Total Price for F & I | Total Price per line item in Rs. | Remarks
1.01 | 8 meter long /200 KG PSC Poles (PSC Pole as per state practice) | No. | 3197 | 2359.41 | 98.72 | 7543033.77 | 315607.84 | 7858641.61 | 8 | 18875.28 | 789.76 | 19665.04
1.02 | CAUTION & DANGER BOARD. | No. | 39968 | 83.69 | 0 | 3344921.92 | 0 | 3344921.92 | 8 | 669.52 | 0 | 669.52
1.03 | Barbed wire for anticlimbing device | MT | 64 | 99.71 | 0 | 6381.44 | 0 | 6381.44 | 0.01 | 0.9971 | 0 | 0.9971
2 | Supply of Material for new GUY SET WITH PREFORMED FITTING, Anchor Rod/ Guy Rod - 1 No, Turn Buckel - 1 No, Eye Bolt/I-Rod - 1 No, Stay wire - 7/12 -2.5 kg, LT Guy Insulator –1 No, Guy Clamp – 1 Pair, Nut –Bolt (65x16 mm)-2 Nos.-as per Requirement etc. As per approved drawing | Set | 3997 | 908.22 | 9.87 | 3630155.34 | 39450.39 | 3669605.73 | 8 | 7265.76 | 78.96 | 7344.72
3 | Supply of Material for Coil type Earthing consist of (a) 8 SWG GI wire for earthing coil- 1.7 Kg (b) Rigid PVC Pipe - 20mm dia ( 1.5 Mtr) - 1No (C) Earthing Bolt- 1 No (d) GI Wire No. 8 From Pole Top to Earthing Coil- 1.06 Kg including cost of Coal Salt etc. (20 KG SALT + 20 KG COAL) as per approved drawings, technical specifications and scope of work. | Set | 7994 | 281.35 | 4.94 | 2249111.9 | 39490.36 | 2288602.26 | 61 | 17162.35 | 301.34 | 17463.69
4.01 | Self-tightening anchoring (Dead end) clamp with pole bracket using Stainless Steel Strap & Buckle. | No | 6395 | 133.27 | 0 | 852261.65 | 0 | 852261.65 | 114 | 15192.78 | 0 | 15192.78
4.02 | Self-locking Suspension Clamp with pole bracket using Stainless Steel Strap & Buckle | No | 33573 | 148.08 | 0 | 4971489.84 | 0 | 4971489.84 | 368 | 54493.44 | 0 | 54493.44
4.03 | Pre-Insulated mid span joints for phase, neutral and street light conductors with junction sleeve | No | 6395 | 133.27 | 0 | 852261.65 | 0 | 852261.65 | 140 | 18657.8 | 0 | 18657.8
4.04 | Stainless Steel of Size Strap 20mm*0.7mm & Buckle width 20 mm | No | 79937 | 49.36 | 0 | 3945690.32 | 0 | 3945690.32 | 728 | 35934.08 | 0 | 35934.08
4.05 | Insulation Piercing Connectors (IPC) | No | 16785 | 49.36 | 0 | 828507.6 | 0 | 828507.6 | 269 | 13277.84 | 0 | 13277.84
4.06 | Eye Hooks | No | 39968 | 49.36 | 0 | 1972820.48 | 0 | 1972820.48 | 0 | 0 | 0 | 0
5.01 | AERIAL BUNCHED XLPE CABLE 1.1 KV 3C X 50 SQ.MM+1Cx25 SQ. MM.+1x35 SQ. MM. including special accessories for AB cable as specified in Scope of work and as per approved Drawings, technical specifications. | Km | 902 | 155409.96 | 148.08 | 140179783.92 | 133568.16 | 140313352.08 | 0.03 | 4662.2988 | 4.4424 | 4666.7412
5.02 | AERIAL BUNCHED XLPE CABLE 1.1 KV 1Cx 35 SQ MM +1CX16 SQ MM + 25 SQ MM including special accessories for AB cable as specified in Scope of work and as per approved drawings, technical specifications. | Km | 697 | 60564.72 | 148.08 | 42213609.84 | 103211.76 | 42316821.6 | 11.83 | 716480.6376 | 1751.7864 | 718232.424
6.01 | Supply of 1-ph Pole mounted service connection box for LT connections (8 connections) | No | 7194 | 987.2 | 19.74 | 7101916.8 | 142009.56 | 7243926.36 | 47 | 46398.4 | 927.78 | 47326.18
6.02 | Supply of 3-ph Pole mounted service connection box for LT connections (4 connections) | No | 799 | 1184.64 | 19.74 | 946527.36 | 15772.26 | 962299.62 | 4 | 4738.56 | 78.96 | 4817.52
6.03 | Supply of 4Cx10 mm2 LT PVC Cable | KM | 14 | 44917.6 | 98.72 | 628846.4 | 1382.08 | 630228.48 | 0.15 | 6737.64 | 14.808 | 6752.448
6.04 | Supply of 4Cx16 mm2 LT PVC Cable | KM | 2 | 59232 | 98.72 | 118464 | 197.44 | 118661.44 | 0.02 | 1184.64 | 1.9744 | 1186.6144
| Total Cost Exculding GST |  |  |  |  | 221385784.23 | 790689.85 | 222176474.08 |  | 961732.0235 | 3949.8112 | 965681.8347
| Applicable GST |  |  |  |  | 39849441.1614 | 142324.173 | 39991765.3344 |  | 173111.7642 | 710.966 | 173822.7302
| Grand Total Including GST |  |  |  |  | 261235225.3914 | 933014.023 | 262168239.4144 |  | 1134843.7877 | 4660.7772 | 1139504.5649

## GOVARDHAN JGY(333601)
I.Illustration of Price Schedule (Supply of Plant):
Supply, Installation, Testing and Commissioning of LT Aerial Bunched Cable With Its Accessories In Part of Kachchh District (Anjar Circle) in PGVCL under Revamped Reforms-Based and Results-Linked, Distribution Sector Scheme (Package-2).
(Schedule of rates and Prices)
Ex-Works Supply of Materials
Bidder's Name & Address: M/s SES & PPCW(JV),Modasa
Circle - ANJAR Division - ANJAR Sub-Division - ANJAR R-2 Feeder code - 333601 Feeder Name - GOVARDHAN JGY
|  | LOA | [6 empty] | SURVEY
Sr. No. | Description of Goods | Unit | Quantity | Unit Exworks price in Rs. | Unit F & I Price | Total Exworks price in Rs. | Total Price for F & I | Total Price per line item in Rs. | Quantity | Total Exworks price in Rs. | Total Price for F & I | Total Price per line item in Rs. | Remarks
1.01 | 8 meter long /200 KG PSC Poles (PSC Pole as per state practice) | No. | 3197 | 2359.41 | 98.72 | 7543033.77 | 315607.84 | 7858641.61 | 18 | 42469.38 | 1776.96 | 44246.34
1.02 | CAUTION & DANGER BOARD. | No. | 39968 | 83.69 | 0 | 3344921.92 | 0 | 3344921.92 | 18 | 1506.42 | 0 | 1506.42
1.03 | Barbed wire for anticlimbing device | MT | 64 | 99.71 | 0 | 6381.44 | 0 | 6381.44 | 0.02 | 1.9942 | 0 | 1.9942
2 | Supply of Material for new GUY SET WITH PREFORMED FITTING, Anchor Rod/ Guy Rod - 1 No, Turn Buckel - 1 No, Eye Bolt/I-Rod - 1 No, Stay wire - 7/12 -2.5 kg, LT Guy Insulator –1 No, Guy Clamp – 1 Pair, Nut –Bolt (65x16 mm)-2 Nos.-as per Requirement etc. As per approved drawing | Set | 3997 | 908.22 | 9.87 | 3630155.34 | 39450.39 | 3669605.73 | 18 | 16347.96 | 177.66 | 16525.62
3 | Supply of Material for Coil type Earthing consist of (a) 8 SWG GI wire for earthing coil- 1.7 Kg (b) Rigid PVC Pipe - 20mm dia ( 1.5 Mtr) - 1No (C) Earthing Bolt- 1 No (d) GI Wire No. 8 From Pole Top to Earthing Coil- 1.06 Kg including cost of Coal Salt etc. (20 KG SALT + 20 KG COAL) as per approved drawings, technical specifications and scope of work. | Set | 7994 | 281.35 | 4.94 | 2249111.9 | 39490.36 | 2288602.26 | 154 | 43327.9 | 760.76 | 44088.66
4.01 | Self-tightening anchoring (Dead end) clamp with pole bracket using Stainless Steel Strap & Buckle. | No | 6395 | 133.27 | 0 | 852261.65 | 0 | 852261.65 | 273 | 36382.71 | 0 | 36382.71
4.02 | Self-locking Suspension Clamp with pole bracket using Stainless Steel Strap & Buckle | No | 33573 | 148.08 | 0 | 4971489.84 | 0 | 4971489.84 | 950 | 140676 | 0 | 140676
4.03 | Pre-Insulated mid span joints for phase, neutral and street light conductors with junction sleeve | No | 6395 | 133.27 | 0 | 852261.65 | 0 | 852261.65 | 358 | 47710.66 | 0 | 47710.66
4.04 | Stainless Steel of Size Strap 20mm*0.7mm & Buckle width 20 mm | No | 79937 | 49.36 | 0 | 3945690.32 | 0 | 3945690.32 | 1856 | 91612.16 | 0 | 91612.16
4.05 | Insulation Piercing Connectors (IPC) | No | 16785 | 49.36 | 0 | 828507.6 | 0 | 828507.6 | 702 | 34650.72 | 0 | 34650.72
4.06 | Eye Hooks | No | 39968 | 49.36 | 0 | 1972820.48 | 0 | 1972820.48 | 0 | 0 | 0 | 0
5.01 | AERIAL BUNCHED XLPE CABLE 1.1 KV 3C X 50 SQ.MM+1Cx25 SQ. MM.+1x35 SQ. MM. including special accessories for AB cable as specified in Scope of work and as per approved Drawings, technical specifications. | Km | 902 | 155409.96 | 148.08 | 140179783.92 | 133568.16 | 140313352.08 | 5.51 | 856308.8796 | 815.9208 | 857124.8004
5.02 | AERIAL BUNCHED XLPE CABLE 1.1 KV 1Cx 35 SQ MM +1CX16 SQ MM + 25 SQ MM including special accessories for AB cable as specified in Scope of work and as per approved drawings, technical specifications. | Km | 697 | 60564.72 | 148.08 | 42213609.84 | 103211.76 | 42316821.6 | 21.17 | 1282155.1224 | 3134.8536 | 1285289.976
6.01 | Supply of 1-ph Pole mounted service connection box for LT connections (8 connections) | No | 7194 | 987.2 | 19.74 | 7101916.8 | 142009.56 | 7243926.36 | 103 | 101681.6 | 2033.22 | 103714.82
6.02 | Supply of 3-ph Pole mounted service connection box for LT connections (4 connections) | No | 799 | 1184.64 | 19.74 | 946527.36 | 15772.26 | 962299.62 | 21 | 24877.44 | 414.54 | 25291.98
6.03 | Supply of 4Cx10 mm2 LT PVC Cable | KM | 14 | 44917.6 | 98.72 | 628846.4 | 1382.08 | 630228.48 | 0.37 | 16619.512 | 36.5264 | 16656.0384
6.04 | Supply of 4Cx16 mm2 LT PVC Cable | KM | 2 | 59232 | 98.72 | 118464 | 197.44 | 118661.44 | 0.04 | 2369.28 | 3.9488 | 2373.2288
| Total Cost Exculding GST |  |  |  |  | 221385784.23 | 790689.85 | 222176474.08 |  | 2738697.7382 | 9154.3896 | 2747852.1278
| Applicable GST |  |  |  |  | 39849441.1614 | 142324.173 | 39991765.3344 |  | 492965.5929 | 1647.7901 | 494613.383
| Grand Total Including GST |  |  |  |  | 261235225.3914 | 933014.023 | 262168239.4144 |  | 3231663.3311 | 10802.1797 | 3242465.5108

## INDRAPRAST JGY(77609)
I.Illustration of Price Schedule (Supply of Plant):
Supply, Installation, Testing and Commissioning of LT Aerial Bunched Cable With Its Accessories In Part of Kachchh District (Anjar Circle) in PGVCL under Revamped Reforms-Based and Results-Linked, Distribution Sector Scheme (Package-2).
(Schedule of rates and Prices)
Ex-Works Supply of Materials
Bidder's Name & Address: M/s SES & PPCW(JV),Modasa
Circle - ANJAR Division - ANJAR Sub-Division - ANJAR R-2 Feeder code - 77609 Feeder Name - INDRAPRAST JGY
|  | LOA | [6 empty] | SURVEY
Sr. No. | Description of Goods | Unit | Quantity | Unit Exworks price in Rs. | Unit F & I Price | Total Exworks price in Rs. | Total Price for F & I | Total Price per line item in Rs. | Quantity | Total Exworks price in Rs. | Total Price for F & I | Total Price per line item in Rs. | Remarks
1.01 | 8 meter long /200 KG PSC Poles (PSC Pole as per state practice) | No. | 3197 | 2359.41 | 98.72 | 7543033.77 | 315607.84 | 7858641.61 | 7 | 16515.87 | 691.04 | 17206.91
1.02 | CAUTION & DANGER BOARD. | No. | 39968 | 83.69 | 0 | 3344921.92 | 0 | 3344921.92 | 7 | 585.83 | 0 | 585.83
1.03 | Barbed wire for anticlimbing device | MT | 64 | 99.71 | 0 | 6381.44 | 0 | 6381.44 | 0.01 | 0.9971 | 0 | 0.9971
2 | Supply of Material for new GUY SET WITH PREFORMED FITTING, Anchor Rod/ Guy Rod - 1 No, Turn Buckel - 1 No, Eye Bolt/I-Rod - 1 No, Stay wire - 7/12 -2.5 kg, LT Guy Insulator –1 No, Guy Clamp – 1 Pair, Nut –Bolt (65x16 mm)-2 Nos.-as per Requirement etc. As per approved drawing | Set | 3997 | 908.22 | 9.87 | 3630155.34 | 39450.39 | 3669605.73 | 7 | 6357.54 | 69.09 | 6426.63
3 | Supply of Material for Coil type Earthing consist of (a) 8 SWG GI wire for earthing coil- 1.7 Kg (b) Rigid PVC Pipe - 20mm dia ( 1.5 Mtr) - 1No (C) Earthing Bolt- 1 No (d) GI Wire No. 8 From Pole Top to Earthing Coil- 1.06 Kg including cost of Coal Salt etc. (20 KG SALT + 20 KG COAL) as per approved drawings, technical specifications and scope of work. | Set | 7994 | 281.35 | 4.94 | 2249111.9 | 39490.36 | 2288602.26 | 55 | 15474.25 | 271.7 | 15745.95
4.01 | Self-tightening anchoring (Dead end) clamp with pole bracket using Stainless Steel Strap & Buckle. | No | 6395 | 133.27 | 0 | 852261.65 | 0 | 852261.65 | 103 | 13726.81 | 0 | 13726.81
4.02 | Self-locking Suspension Clamp with pole bracket using Stainless Steel Strap & Buckle | No | 33573 | 148.08 | 0 | 4971489.84 | 0 | 4971489.84 | 340 | 50347.2 | 0 | 50347.2
4.03 | Pre-Insulated mid span joints for phase, neutral and street light conductors with junction sleeve | No | 6395 | 133.27 | 0 | 852261.65 | 0 | 852261.65 | 130 | 17325.1 | 0 | 17325.1
4.04 | Stainless Steel of Size Strap 20mm*0.7mm & Buckle width 20 mm | No | 79937 | 49.36 | 0 | 3945690.32 | 0 | 3945690.32 | 660 | 32577.6 | 0 | 32577.6
4.05 | Insulation Piercing Connectors (IPC) | No | 16785 | 49.36 | 0 | 828507.6 | 0 | 828507.6 | 260 | 12833.6 | 0 | 12833.6
4.06 | Eye Hooks | No | 39968 | 49.36 | 0 | 1972820.48 | 0 | 1972820.48 | 0 | 0 | 0 | 0
5.01 | AERIAL BUNCHED XLPE CABLE 1.1 KV 3C X 50 SQ.MM+1Cx25 SQ. MM.+1x35 SQ. MM. including special accessories for AB cable as specified in Scope of work and as per approved Drawings, technical specifications. | Km | 902 | 155409.96 | 148.08 | 140179783.92 | 133568.16 | 140313352.08 | 0.6 | 93245.976 | 88.848 | 93334.824
5.02 | AERIAL BUNCHED XLPE CABLE 1.1 KV 1Cx 35 SQ MM +1CX16 SQ MM + 25 SQ MM including special accessories for AB cable as specified in Scope of work and as per approved drawings, technical specifications. | Km | 697 | 60564.72 | 148.08 | 42213609.84 | 103211.76 | 42316821.6 | 10.38 | 628661.7936 | 1537.0704 | 630198.864
6.01 | Supply of 1-ph Pole mounted service connection box for LT connections (8 connections) | No | 7194 | 987.2 | 19.74 | 7101916.8 | 142009.56 | 7243926.36 | 46 | 45411.2 | 908.04 | 46319.24
6.02 | Supply of 3-ph Pole mounted service connection box for LT connections (4 connections) | No | 799 | 1184.64 | 19.74 | 946527.36 | 15772.26 | 962299.62 | 8 | 9477.12 | 157.92 | 9635.04
6.03 | Supply of 4Cx10 mm2 LT PVC Cable | KM | 14 | 44917.6 | 98.72 | 628846.4 | 1382.08 | 630228.48 | 0.13 | 5839.288 | 12.8336 | 5852.1216
6.04 | Supply of 4Cx16 mm2 LT PVC Cable | KM | 2 | 59232 | 98.72 | 118464 | 197.44 | 118661.44 | 0.01 | 592.32 | 0.9872 | 593.3072
| Total Cost Exculding GST |  |  |  |  | 221385784.23 | 790689.85 | 222176474.08 |  | 948972.4947 | 3737.5292 | 952710.0239
| Applicable GST |  |  |  |  | 39849441.1614 | 142324.173 | 39991765.3344 |  | 170815.049 | 672.7553 | 171487.8043
| Grand Total Including GST |  |  |  |  | 261235225.3914 | 933014.023 | 262168239.4144 |  | 1119787.5437 | 4410.2845 | 1124197.8282

## JARU JGY(91613)
I.Illustration of Price Schedule (Supply of Plant):
Supply, Installation, Testing and Commissioning of LT Aerial Bunched Cable With Its Accessories In Part of Kachchh District (Anjar Circle) in PGVCL under Revamped Reforms-Based and Results-Linked, Distribution Sector Scheme (Package-2).
(Schedule of rates and Prices)
Ex-Works Supply of Materials
Bidder's Name & Address: M/s SES & PPCW(JV),Modasa
Circle - ANJAR Division - ANJAR Sub-Division - ANJAR R-2 Feeder code - 91613 Feeder Name - JARU JGY
|  | LOA | [6 empty] | SURVEY
Sr. No. | Description of Goods | Unit | Quantity | Unit Exworks price in Rs. | Unit F & I Price | Total Exworks price in Rs. | Total Price for F & I | Total Price per line item in Rs. | Quantity | Total Exworks price in Rs. | Total Price for F & I | Total Price per line item in Rs. | Remarks
1.01 | 8 meter long /200 KG PSC Poles (PSC Pole as per state practice) | No. | 3197 | 2359.41 | 98.72 | 7543033.77 | 315607.84 | 7858641.61 | 12 | 28312.92 | 1184.64 | 29497.56
1.02 | CAUTION & DANGER BOARD. | No. | 39968 | 83.69 | 0 | 3344921.92 | 0 | 3344921.92 | 12 | 1004.28 | 0 | 1004.28
1.03 | Barbed wire for anticlimbing device | MT | 64 | 99.71 | 0 | 6381.44 | 0 | 6381.44 | 0.01 | 0.9971 | 0 | 0.9971
2 | Supply of Material for new GUY SET WITH PREFORMED FITTING, Anchor Rod/ Guy Rod - 1 No, Turn Buckel - 1 No, Eye Bolt/I-Rod - 1 No, Stay wire - 7/12 -2.5 kg, LT Guy Insulator –1 No, Guy Clamp – 1 Pair, Nut –Bolt (65x16 mm)-2 Nos.-as per Requirement etc. As per approved drawing | Set | 3997 | 908.22 | 9.87 | 3630155.34 | 39450.39 | 3669605.73 | 12 | 10898.64 | 118.44 | 11017.08
3 | Supply of Material for Coil type Earthing consist of (a) 8 SWG GI wire for earthing coil- 1.7 Kg (b) Rigid PVC Pipe - 20mm dia ( 1.5 Mtr) - 1No (C) Earthing Bolt- 1 No (d) GI Wire No. 8 From Pole Top to Earthing Coil- 1.06 Kg including cost of Coal Salt etc. (20 KG SALT + 20 KG COAL) as per approved drawings, technical specifications and scope of work. | Set | 7994 | 281.35 | 4.94 | 2249111.9 | 39490.36 | 2288602.26 | 101 | 28416.35 | 498.94 | 28915.29
4.01 | Self-tightening anchoring (Dead end) clamp with pole bracket using Stainless Steel Strap & Buckle. | No | 6395 | 133.27 | 0 | 852261.65 | 0 | 852261.65 | 185 | 24654.95 | 0 | 24654.95
4.02 | Self-locking Suspension Clamp with pole bracket using Stainless Steel Strap & Buckle | No | 33573 | 148.08 | 0 | 4971489.84 | 0 | 4971489.84 | 615 | 91069.2 | 0 | 91069.2
4.03 | Pre-Insulated mid span joints for phase, neutral and street light conductors with junction sleeve | No | 6395 | 133.27 | 0 | 852261.65 | 0 | 852261.65 | 216 | 28786.32 | 0 | 28786.32
4.04 | Stainless Steel of Size Strap 20mm*0.7mm & Buckle width 20 mm | No | 79937 | 49.36 | 0 | 3945690.32 | 0 | 3945690.32 | 1202 | 59330.72 | 0 | 59330.72
4.05 | Insulation Piercing Connectors (IPC) | No | 16785 | 49.36 | 0 | 828507.6 | 0 | 828507.6 | 471 | 23248.56 | 0 | 23248.56
4.06 | Eye Hooks | No | 39968 | 49.36 | 0 | 1972820.48 | 0 | 1972820.48 | 0 | 0 | 0 | 0
5.01 | AERIAL BUNCHED XLPE CABLE 1.1 KV 3C X 50 SQ.MM+1Cx25 SQ. MM.+1x35 SQ. MM. including special accessories for AB cable as specified in Scope of work and as per approved Drawings, technical specifications. | Km | 902 | 155409.96 | 148.08 | 140179783.92 | 133568.16 | 140313352.08 | 17.75 | 2758526.79 | 2628.42 | 2761155.21
5.02 | AERIAL BUNCHED XLPE CABLE 1.1 KV 1Cx 35 SQ MM +1CX16 SQ MM + 25 SQ MM including special accessories for AB cable as specified in Scope of work and as per approved drawings, technical specifications. | Km | 697 | 60564.72 | 148.08 | 42213609.84 | 103211.76 | 42316821.6 | 0.59 | 35733.1848 | 87.3672 | 35820.552
6.01 | Supply of 1-ph Pole mounted service connection box for LT connections (8 connections) | No | 7194 | 987.2 | 19.74 | 7101916.8 | 142009.56 | 7243926.36 | 96 | 94771.2 | 1895.04 | 96666.24
6.02 | Supply of 3-ph Pole mounted service connection box for LT connections (4 connections) | No | 799 | 1184.64 | 19.74 | 946527.36 | 15772.26 | 962299.62 | 12 | 14215.68 | 236.88 | 14452.56
6.03 | Supply of 4Cx10 mm2 LT PVC Cable | KM | 14 | 44917.6 | 98.72 | 628846.4 | 1382.08 | 630228.48 | 0.24 | 10780.224 | 23.6928 | 10803.9168
6.04 | Supply of 4Cx16 mm2 LT PVC Cable | KM | 2 | 59232 | 98.72 | 118464 | 197.44 | 118661.44 | 0.03 | 1776.96 | 2.9616 | 1779.9216
| Total Cost Exculding GST |  |  |  |  | 221385784.23 | 790689.85 | 222176474.08 |  | 3211526.9759 | 6676.3816 | 3218203.3575
| Applicable GST |  |  |  |  | 39849441.1614 | 142324.173 | 39991765.3344 |  | 578074.8557 | 1201.7487 | 579276.6044
| Grand Total Including GST |  |  |  |  | 261235225.3914 | 933014.023 | 262168239.4144 |  | 3789601.8316 | 7878.1303 | 3797479.9619

## KAMAL(330603)
I.Illustration of Price Schedule (Supply of Plant):
Supply, Installation, Testing and Commissioning of LT Aerial Bunched Cable With Its Accessories In Part of Kachchh District (Anjar Circle) in PGVCL under Revamped Reforms-Based and Results-Linked, Distribution Sector Scheme (Package-2).
(Schedule of rates and Prices)
Ex-Works Supply of Materials
Bidder's Name & Address: M/s SES & PPCW(JV),Modasa
Circle - ANJAR Division - ANJAR Sub-Division - ANJAR R-1 Feeder code - 330603 Feeder Name - KAMAL
|  | LOA | [6 empty] | SURVEY
Sr. No. | Description of Goods | Unit | Quantity | Unit Exworks price in Rs. | Unit F & I Price | Total Exworks price in Rs. | Total Price for F & I | Total Price per line item in Rs. | Quantity | Total Exworks price in Rs. | Total Price for F & I | Total Price per line item in Rs. | Remarks
1.01 | 8 meter long /200 KG PSC Poles (PSC Pole as per state practice) | No. | 3197 | 2359.41 | 98.72 | 7543033.77 | 315607.84 | 7858641.61 | 14 | 33031.74 | 1382.08 | 34413.82
1.02 | CAUTION & DANGER BOARD. | No. | 39968 | 83.69 | 0 | 3344921.92 | 0 | 3344921.92 | 14 | 1171.66 | 0 | 1171.66
1.03 | Barbed wire for anticlimbing device | MT | 64 | 99.71 | 0 | 6381.44 | 0 | 6381.44 | 0.01 | 0.9971 | 0 | 0.9971
2 | Supply of Material for new GUY SET WITH PREFORMED FITTING, Anchor Rod/ Guy Rod - 1 No, Turn Buckel - 1 No, Eye Bolt/I-Rod - 1 No, Stay wire - 7/12 -2.5 kg, LT Guy Insulator –1 No, Guy Clamp – 1 Pair, Nut –Bolt (65x16 mm)-2 Nos.-as per Requirement etc. As per approved drawing | Set | 3997 | 908.22 | 9.87 | 3630155.34 | 39450.39 | 3669605.73 | 14 | 12715.08 | 138.18 | 12853.26
3 | Supply of Material for Coil type Earthing consist of (a) 8 SWG GI wire for earthing coil- 1.7 Kg (b) Rigid PVC Pipe - 20mm dia ( 1.5 Mtr) - 1No (C) Earthing Bolt- 1 No (d) GI Wire No. 8 From Pole Top to Earthing Coil- 1.06 Kg including cost of Coal Salt etc. (20 KG SALT + 20 KG COAL) as per approved drawings, technical specifications and scope of work. | Set | 7994 | 281.35 | 4.94 | 2249111.9 | 39490.36 | 2288602.26 | 114 | 32073.9 | 563.16 | 32637.06
4.01 | Self-tightening anchoring (Dead end) clamp with pole bracket using Stainless Steel Strap & Buckle. | No | 6395 | 133.27 | 0 | 852261.65 | 0 | 852261.65 | 214 | 28519.78 | 0 | 28519.78
4.02 | Self-locking Suspension Clamp with pole bracket using Stainless Steel Strap & Buckle | No | 33573 | 148.08 | 0 | 4971489.84 | 0 | 4971489.84 | 715 | 105877.2 | 0 | 105877.2
4.03 | Pre-Insulated mid span joints for phase, neutral and street light conductors with junction sleeve | No | 6395 | 133.27 | 0 | 852261.65 | 0 | 852261.65 | 278 | 37049.06 | 0 | 37049.06
4.04 | Stainless Steel of Size Strap 20mm*0.7mm & Buckle width 20 mm | No | 79937 | 49.36 | 0 | 3945690.32 | 0 | 3945690.32 | 1368 | 67524.48 | 0 | 67524.48
4.05 | Insulation Piercing Connectors (IPC) | No | 16785 | 49.36 | 0 | 828507.6 | 0 | 828507.6 | 503 | 24828.08 | 0 | 24828.08
4.06 | Eye Hooks | No | 39968 | 49.36 | 0 | 1972820.48 | 0 | 1972820.48 | 0 | 0 | 0 | 0
5.01 | AERIAL BUNCHED XLPE CABLE 1.1 KV 3C X 50 SQ.MM+1Cx25 SQ. MM.+1x35 SQ. MM. including special accessories for AB cable as specified in Scope of work and as per approved Drawings, technical specifications. | Km | 902 | 155409.96 | 148.08 | 140179783.92 | 133568.16 | 140313352.08 | 2.56 | 397849.4976 | 379.0848 | 398228.5824
5.02 | AERIAL BUNCHED XLPE CABLE 1.1 KV 1Cx 35 SQ MM +1CX16 SQ MM + 25 SQ MM including special accessories for AB cable as specified in Scope of work and as per approved drawings, technical specifications. | Km | 697 | 60564.72 | 148.08 | 42213609.84 | 103211.76 | 42316821.6 | 13.47 | 815806.7784 | 1994.6376 | 817801.416
6.01 | Supply of 1-ph Pole mounted service connection box for LT connections (8 connections) | No | 7194 | 987.2 | 19.74 | 7101916.8 | 142009.56 | 7243926.36 | 89 | 87860.8 | 1756.86 | 89617.66
6.02 | Supply of 3-ph Pole mounted service connection box for LT connections (4 connections) | No | 799 | 1184.64 | 19.74 | 946527.36 | 15772.26 | 962299.62 | 15 | 17769.6 | 296.1 | 18065.7
6.03 | Supply of 4Cx10 mm2 LT PVC Cable | KM | 14 | 44917.6 | 98.72 | 628846.4 | 1382.08 | 630228.48 | 0.26 | 11678.576 | 25.6672 | 11704.2432
6.04 | Supply of 4Cx16 mm2 LT PVC Cable | KM | 2 | 59232 | 98.72 | 118464 | 197.44 | 118661.44 | 0.03 | 1776.96 | 2.9616 | 1779.9216
| Total Cost Exculding GST |  |  |  |  | 221385784.23 | 790689.85 | 222176474.08 |  | 1675534.1891 | 6538.7312 | 1682072.9203
| Applicable GST |  |  |  |  | 39849441.1614 | 142324.173 | 39991765.3344 |  | 301596.154 | 1176.9716 | 302773.1257
| Grand Total Including GST |  |  |  |  | 261235225.3914 | 933014.023 | 262168239.4144 |  | 1977130.3431 | 7715.7028 | 1984846.046

## KAVERI JGY(121928)
I.Illustration of Price Schedule (Supply of Plant):
Supply, Installation, Testing and Commissioning of LT Aerial Bunched Cable With Its Accessories In Part of Kachchh District (Anjar Circle) in PGVCL under Revamped Reforms-Based and Results-Linked, Distribution Sector Scheme (Package-2).
(Schedule of rates and Prices)
Ex-Works Supply of Materials
Bidder's Name & Address: M/s SES & PPCW(JV),Modasa
Circle - ANJAR Division - ANJAR Sub-Division - MEGHPAR (B) Feeder code - 121928 Feeder Name - KAVERI JGY
|  | LOA | [6 empty] | SURVEY
Sr. No. | Description of Goods | Unit | Quantity | Unit Exworks price in Rs. | Unit F & I Price | Total Exworks price in Rs. | Total Price for F & I | Total Price per line item in Rs. | Quantity | Total Exworks price in Rs. | Total Price for F & I | Total Price per line item in Rs. | Remarks
1.01 | 8 meter long /200 KG PSC Poles (PSC Pole as per state practice) | No. | 3197 | 2359.41 | 98.72 | 7543033.77 | 315607.84 | 7858641.61 | 11 | 25953.51 | 1085.92 | 27039.43
1.02 | CAUTION & DANGER BOARD. | No. | 39968 | 83.69 | 0 | 3344921.92 | 0 | 3344921.92 | 11 | 920.59 | 0 | 920.59
1.03 | Barbed wire for anticlimbing device | MT | 64 | 99.71 | 0 | 6381.44 | 0 | 6381.44 | 0.01 | 0.9971 | 0 | 0.9971
2 | Supply of Material for new GUY SET WITH PREFORMED FITTING, Anchor Rod/ Guy Rod - 1 No, Turn Buckel - 1 No, Eye Bolt/I-Rod - 1 No, Stay wire - 7/12 -2.5 kg, LT Guy Insulator –1 No, Guy Clamp – 1 Pair, Nut –Bolt (65x16 mm)-2 Nos.-as per Requirement etc. As per approved drawing | Set | 3997 | 908.22 | 9.87 | 3630155.34 | 39450.39 | 3669605.73 | 11 | 9990.42 | 108.57 | 10098.99
3 | Supply of Material for Coil type Earthing consist of (a) 8 SWG GI wire for earthing coil- 1.7 Kg (b) Rigid PVC Pipe - 20mm dia ( 1.5 Mtr) - 1No (C) Earthing Bolt- 1 No (d) GI Wire No. 8 From Pole Top to Earthing Coil- 1.06 Kg including cost of Coal Salt etc. (20 KG SALT + 20 KG COAL) as per approved drawings, technical specifications and scope of work. | Set | 7994 | 281.35 | 4.94 | 2249111.9 | 39490.36 | 2288602.26 | 87 | 24477.45 | 429.78 | 24907.23
4.01 | Self-tightening anchoring (Dead end) clamp with pole bracket using Stainless Steel Strap & Buckle. | No | 6395 | 133.27 | 0 | 852261.65 | 0 | 852261.65 | 156 | 20790.12 | 0 | 20790.12
4.02 | Self-locking Suspension Clamp with pole bracket using Stainless Steel Strap & Buckle | No | 33573 | 148.08 | 0 | 4971489.84 | 0 | 4971489.84 | 540 | 79963.2 | 0 | 79963.2
4.03 | Pre-Insulated mid span joints for phase, neutral and street light conductors with junction sleeve | No | 6395 | 133.27 | 0 | 852261.65 | 0 | 852261.65 | 202 | 26920.54 | 0 | 26920.54
4.04 | Stainless Steel of Size Strap 20mm*0.7mm & Buckle width 20 mm | No | 79937 | 49.36 | 0 | 3945690.32 | 0 | 3945690.32 | 1050 | 51828 | 0 | 51828
4.05 | Insulation Piercing Connectors (IPC) | No | 16785 | 49.36 | 0 | 828507.6 | 0 | 828507.6 | 386 | 19052.96 | 0 | 19052.96
4.06 | Eye Hooks | No | 39968 | 49.36 | 0 | 1972820.48 | 0 | 1972820.48 | 0 | 0 | 0 | 0
5.01 | AERIAL BUNCHED XLPE CABLE 1.1 KV 3C X 50 SQ.MM+1Cx25 SQ. MM.+1x35 SQ. MM. including special accessories for AB cable as specified in Scope of work and as per approved Drawings, technical specifications. | Km | 902 | 155409.96 | 148.08 | 140179783.92 | 133568.16 | 140313352.08 | 11.9 | 1849378.524 | 1762.152 | 1851140.676
5.02 | AERIAL BUNCHED XLPE CABLE 1.1 KV 1Cx 35 SQ MM +1CX16 SQ MM + 25 SQ MM including special accessories for AB cable as specified in Scope of work and as per approved drawings, technical specifications. | Km | 697 | 60564.72 | 148.08 | 42213609.84 | 103211.76 | 42316821.6 | 0.02 | 1211.2944 | 2.9616 | 1214.256
6.01 | Supply of 1-ph Pole mounted service connection box for LT connections (8 connections) | No | 7194 | 987.2 | 19.74 | 7101916.8 | 142009.56 | 7243926.36 | 75 | 74040 | 1480.5 | 75520.5
6.02 | Supply of 3-ph Pole mounted service connection box for LT connections (4 connections) | No | 799 | 1184.64 | 19.74 | 946527.36 | 15772.26 | 962299.62 | 10 | 11846.4 | 197.4 | 12043.8
6.03 | Supply of 4Cx10 mm2 LT PVC Cable | KM | 14 | 44917.6 | 98.72 | 628846.4 | 1382.08 | 630228.48 | 0.21 | 9432.696 | 20.7312 | 9453.4272
6.04 | Supply of 4Cx16 mm2 LT PVC Cable | KM | 2 | 59232 | 98.72 | 118464 | 197.44 | 118661.44 | 0.02 | 1184.64 | 1.9744 | 1186.6144
| Total Cost Exculding GST |  |  |  |  | 221385784.23 | 790689.85 | 222176474.08 |  | 2206991.3415 | 5089.9892 | 2212081.3307
| Applicable GST |  |  |  |  | 39849441.1614 | 142324.173 | 39991765.3344 |  | 397258.4415 | 916.1981 | 398174.6395
| Grand Total Including GST |  |  |  |  | 261235225.3914 | 933014.023 | 262168239.4144 |  | 2604249.783 | 6006.1873 | 2610255.9702

## KESAR JGY(333101)
I.Illustration of Price Schedule (Supply of Plant):
Supply, Installation, Testing and Commissioning of LT Aerial Bunched Cable With Its Accessories In Part of Kachchh District (Anjar Circle) in PGVCL under Revamped Reforms-Based and Results-Linked, Distribution Sector Scheme (Package-2).
(Schedule of rates and Prices)
Ex-Works Supply of Materials
Bidder's Name & Address: M/s SES & PPCW(JV),Modasa
Circle - ANJAR Division - ANJAR Sub-Division - MEGHPAR (B) Feeder code - 333101 Feeder Name - KESAR JGY
|  | LOA | [6 empty] | SURVEY
Sr. No. | Description of Goods | Unit | Quantity | Unit Exworks price in Rs. | Unit F & I Price | Total Exworks price in Rs. | Total Price for F & I | Total Price per line item in Rs. | Quantity | Total Exworks price in Rs. | Total Price for F & I | Total Price per line item in Rs. | Remarks
1.01 | 8 meter long /200 KG PSC Poles (PSC Pole as per state practice) | No. | 3197 | 2359.41 | 98.72 | 7543033.77 | 315607.84 | 7858641.61 | 20 | 47188.2 | 1974.4 | 49162.6
1.02 | CAUTION & DANGER BOARD. | No. | 39968 | 83.69 | 0 | 3344921.92 | 0 | 3344921.92 | 20 | 1673.8 | 0 | 1673.8
1.03 | Barbed wire for anticlimbing device | MT | 64 | 99.71 | 0 | 6381.44 | 0 | 6381.44 | 0.02 | 1.9942 | 0 | 1.9942
2 | Supply of Material for new GUY SET WITH PREFORMED FITTING, Anchor Rod/ Guy Rod - 1 No, Turn Buckel - 1 No, Eye Bolt/I-Rod - 1 No, Stay wire - 7/12 -2.5 kg, LT Guy Insulator –1 No, Guy Clamp – 1 Pair, Nut –Bolt (65x16 mm)-2 Nos.-as per Requirement etc. As per approved drawing | Set | 3997 | 908.22 | 9.87 | 3630155.34 | 39450.39 | 3669605.73 | 20 | 18164.4 | 197.4 | 18361.8
3 | Supply of Material for Coil type Earthing consist of (a) 8 SWG GI wire for earthing coil- 1.7 Kg (b) Rigid PVC Pipe - 20mm dia ( 1.5 Mtr) - 1No (C) Earthing Bolt- 1 No (d) GI Wire No. 8 From Pole Top to Earthing Coil- 1.06 Kg including cost of Coal Salt etc. (20 KG SALT + 20 KG COAL) as per approved drawings, technical specifications and scope of work. | Set | 7994 | 281.35 | 4.94 | 2249111.9 | 39490.36 | 2288602.26 | 166 | 46704.1 | 820.04 | 47524.14
4.01 | Self-tightening anchoring (Dead end) clamp with pole bracket using Stainless Steel Strap & Buckle. | No | 6395 | 133.27 | 0 | 852261.65 | 0 | 852261.65 | 312 | 41580.24 | 0 | 41580.24
4.02 | Self-locking Suspension Clamp with pole bracket using Stainless Steel Strap & Buckle | No | 33573 | 148.08 | 0 | 4971489.84 | 0 | 4971489.84 | 1030 | 152522.4 | 0 | 152522.4
4.03 | Pre-Insulated mid span joints for phase, neutral and street light conductors with junction sleeve | No | 6395 | 133.27 | 0 | 852261.65 | 0 | 852261.65 | 386 | 51442.22 | 0 | 51442.22
4.04 | Stainless Steel of Size Strap 20mm*0.7mm & Buckle width 20 mm | No | 79937 | 49.36 | 0 | 3945690.32 | 0 | 3945690.32 | 1992 | 98325.12 | 0 | 98325.12
4.05 | Insulation Piercing Connectors (IPC) | No | 16785 | 49.36 | 0 | 828507.6 | 0 | 828507.6 | 710 | 35045.6 | 0 | 35045.6
4.06 | Eye Hooks | No | 39968 | 49.36 | 0 | 1972820.48 | 0 | 1972820.48 | 0 | 0 | 0 | 0
5.01 | AERIAL BUNCHED XLPE CABLE 1.1 KV 3C X 50 SQ.MM+1Cx25 SQ. MM.+1x35 SQ. MM. including special accessories for AB cable as specified in Scope of work and as per approved Drawings, technical specifications. | Km | 902 | 155409.96 | 148.08 | 140179783.92 | 133568.16 | 140313352.08 | 21.55 | 3349084.638 | 3191.124 | 3352275.762
5.02 | AERIAL BUNCHED XLPE CABLE 1.1 KV 1Cx 35 SQ MM +1CX16 SQ MM + 25 SQ MM including special accessories for AB cable as specified in Scope of work and as per approved drawings, technical specifications. | Km | 697 | 60564.72 | 148.08 | 42213609.84 | 103211.76 | 42316821.6 | 0.1 | 6056.472 | 14.808 | 6071.28
6.01 | Supply of 1-ph Pole mounted service connection box for LT connections (8 connections) | No | 7194 | 987.2 | 19.74 | 7101916.8 | 142009.56 | 7243926.36 | 123 | 121425.6 | 2428.02 | 123853.62
6.02 | Supply of 3-ph Pole mounted service connection box for LT connections (4 connections) | No | 799 | 1184.64 | 19.74 | 946527.36 | 15772.26 | 962299.62 | 25 | 29616 | 493.5 | 30109.5
6.03 | Supply of 4Cx10 mm2 LT PVC Cable | KM | 14 | 44917.6 | 98.72 | 628846.4 | 1382.08 | 630228.48 | 0.41 | 18416.216 | 40.4752 | 18456.6912
6.04 | Supply of 4Cx16 mm2 LT PVC Cable | KM | 2 | 59232 | 98.72 | 118464 | 197.44 | 118661.44 | 0.04 | 2369.28 | 3.9488 | 2373.2288
| Total Cost Exculding GST |  |  |  |  | 221385784.23 | 790689.85 | 222176474.08 |  | 4019616.2802 | 9163.716 | 4028779.9962
| Applicable GST |  |  |  |  | 39849441.1614 | 142324.173 | 39991765.3344 |  | 723530.9304 | 1649.4689 | 725180.3993
| Grand Total Including GST |  |  |  |  | 261235225.3914 | 933014.023 | 262168239.4144 |  | 4743147.2106 | 10813.1849 | 4753960.3955

## KHAMBHARA(157001)
I.Illustration of Price Schedule (Supply of Plant):
Supply, Installation, Testing and Commissioning of LT Aerial Bunched Cable With Its Accessories In Part of Kachchh District (Anjar Circle) in PGVCL under Revamped Reforms-Based and Results-Linked, Distribution Sector Scheme (Package-2).
(Schedule of rates and Prices)
Ex-Works Supply of Materials
Bidder's Name & Address: M/s SES & PPCW(JV),Modasa
Circle - ANJAR Division - ANJAR Sub-Division - ANJAR R-1 Feeder code - 157001 Feeder Name - KHAMBHARA
|  | LOA | [6 empty] | SURVEY
Sr. No. | Description of Goods | Unit | Quantity | Unit Exworks price in Rs. | Unit F & I Price | Total Exworks price in Rs. | Total Price for F & I | Total Price per line item in Rs. | Quantity | Total Exworks price in Rs. | Total Price for F & I | Total Price per line item in Rs. | Remarks
1.01 | 8 meter long /200 KG PSC Poles (PSC Pole as per state practice) | No. | 3197 | 2359.41 | 98.72 | 7543033.77 | 315607.84 | 7858641.61 | 12 | 28312.92 | 1184.64 | 29497.56
1.02 | CAUTION & DANGER BOARD. | No. | 39968 | 83.69 | 0 | 3344921.92 | 0 | 3344921.92 | 12 | 1004.28 | 0 | 1004.28
1.03 | Barbed wire for anticlimbing device | MT | 64 | 99.71 | 0 | 6381.44 | 0 | 6381.44 | 0.01 | 0.9971 | 0 | 0.9971
2 | Supply of Material for new GUY SET WITH PREFORMED FITTING, Anchor Rod/ Guy Rod - 1 No, Turn Buckel - 1 No, Eye Bolt/I-Rod - 1 No, Stay wire - 7/12 -2.5 kg, LT Guy Insulator –1 No, Guy Clamp – 1 Pair, Nut –Bolt (65x16 mm)-2 Nos.-as per Requirement etc. As per approved drawing | Set | 3997 | 908.22 | 9.87 | 3630155.34 | 39450.39 | 3669605.73 | 12 | 10898.64 | 118.44 | 11017.08
3 | Supply of Material for Coil type Earthing consist of (a) 8 SWG GI wire for earthing coil- 1.7 Kg (b) Rigid PVC Pipe - 20mm dia ( 1.5 Mtr) - 1No (C) Earthing Bolt- 1 No (d) GI Wire No. 8 From Pole Top to Earthing Coil- 1.06 Kg including cost of Coal Salt etc. (20 KG SALT + 20 KG COAL) as per approved drawings, technical specifications and scope of work. | Set | 7994 | 281.35 | 4.94 | 2249111.9 | 39490.36 | 2288602.26 | 97 | 27290.95 | 479.18 | 27770.13
4.01 | Self-tightening anchoring (Dead end) clamp with pole bracket using Stainless Steel Strap & Buckle. | No | 6395 | 133.27 | 0 | 852261.65 | 0 | 852261.65 | 155 | 20656.85 | 0 | 20656.85
4.02 | Self-locking Suspension Clamp with pole bracket using Stainless Steel Strap & Buckle | No | 33573 | 148.08 | 0 | 4971489.84 | 0 | 4971489.84 | 594 | 87959.52 | 0 | 87959.52
4.03 | Pre-Insulated mid span joints for phase, neutral and street light conductors with junction sleeve | No | 6395 | 133.27 | 0 | 852261.65 | 0 | 852261.65 | 230 | 30652.1 | 0 | 30652.1
4.04 | Stainless Steel of Size Strap 20mm*0.7mm & Buckle width 20 mm | No | 79937 | 49.36 | 0 | 3945690.32 | 0 | 3945690.32 | 1162 | 57356.32 | 0 | 57356.32
4.05 | Insulation Piercing Connectors (IPC) | No | 16785 | 49.36 | 0 | 828507.6 | 0 | 828507.6 | 433 | 21372.88 | 0 | 21372.88
4.06 | Eye Hooks | No | 39968 | 49.36 | 0 | 1972820.48 | 0 | 1972820.48 | 0 | 0 | 0 | 0
5.01 | AERIAL BUNCHED XLPE CABLE 1.1 KV 3C X 50 SQ.MM+1Cx25 SQ. MM.+1x35 SQ. MM. including special accessories for AB cable as specified in Scope of work and as per approved Drawings, technical specifications. | Km | 902 | 155409.96 | 148.08 | 140179783.92 | 133568.16 | 140313352.08 | 0.3 | 46622.988 | 44.424 | 46667.412
5.02 | AERIAL BUNCHED XLPE CABLE 1.1 KV 1Cx 35 SQ MM +1CX16 SQ MM + 25 SQ MM including special accessories for AB cable as specified in Scope of work and as per approved drawings, technical specifications. | Km | 697 | 60564.72 | 148.08 | 42213609.84 | 103211.76 | 42316821.6 | 13.4 | 811567.248 | 1984.272 | 813551.52
6.01 | Supply of 1-ph Pole mounted service connection box for LT connections (8 connections) | No | 7194 | 987.2 | 19.74 | 7101916.8 | 142009.56 | 7243926.36 | 86 | 84899.2 | 1697.64 | 86596.84
6.02 | Supply of 3-ph Pole mounted service connection box for LT connections (4 connections) | No | 799 | 1184.64 | 19.74 | 946527.36 | 15772.26 | 962299.62 | 15 | 17769.6 | 296.1 | 18065.7
6.03 | Supply of 4Cx10 mm2 LT PVC Cable | KM | 14 | 44917.6 | 98.72 | 628846.4 | 1382.08 | 630228.48 | 0.24 | 10780.224 | 23.6928 | 10803.9168
6.04 | Supply of 4Cx16 mm2 LT PVC Cable | KM | 2 | 59232 | 98.72 | 118464 | 197.44 | 118661.44 | 0.03 | 1776.96 | 2.9616 | 1779.9216
| Total Cost Exculding GST |  |  |  |  | 221385784.23 | 790689.85 | 222176474.08 |  | 1258921.6771 | 5831.3504 | 1264753.0275
| Applicable GST |  |  |  |  | 39849441.1614 | 142324.173 | 39991765.3344 |  | 226605.9019 | 1049.6431 | 227655.545
| Grand Total Including GST |  |  |  |  | 261235225.3914 | 933014.023 | 262168239.4144 |  | 1485527.579 | 6880.9935 | 1492408.5725

## KHEDOI(74706)
I.Illustration of Price Schedule (Supply of Plant):
Supply, Installation, Testing and Commissioning of LT Aerial Bunched Cable With Its Accessories In Part of Kachchh District (Anjar Circle) in PGVCL under Revamped Reforms-Based and Results-Linked, Distribution Sector Scheme (Package-2).
(Schedule of rates and Prices)
Ex-Works Supply of Materials
Bidder's Name & Address: M/s SES & PPCW(JV),Modasa
Circle - ANJAR Division - ANJAR Sub-Division - ANJAR R-1 Feeder code - 74706 Feeder Name - KHEDOI
|  | LOA | [6 empty] | SURVEY
Sr. No. | Description of Goods | Unit | Quantity | Unit Exworks price in Rs. | Unit F & I Price | Total Exworks price in Rs. | Total Price for F & I | Total Price per line item in Rs. | Quantity | Total Exworks price in Rs. | Total Price for F & I | Total Price per line item in Rs. | Remarks
1.01 | 8 meter long /200 KG PSC Poles (PSC Pole as per state practice) | No. | 3197 | 2359.41 | 98.72 | 7543033.77 | 315607.84 | 7858641.61 | 6 | 14156.46 | 592.32 | 14748.78
1.02 | CAUTION & DANGER BOARD. | No. | 39968 | 83.69 | 0 | 3344921.92 | 0 | 3344921.92 | 6 | 502.14 | 0 | 502.14
1.03 | Barbed wire for anticlimbing device | MT | 64 | 99.71 | 0 | 6381.44 | 0 | 6381.44 | 0.01 | 0.9971 | 0 | 0.9971
2 | Supply of Material for new GUY SET WITH PREFORMED FITTING, Anchor Rod/ Guy Rod - 1 No, Turn Buckel - 1 No, Eye Bolt/I-Rod - 1 No, Stay wire - 7/12 -2.5 kg, LT Guy Insulator –1 No, Guy Clamp – 1 Pair, Nut –Bolt (65x16 mm)-2 Nos.-as per Requirement etc. As per approved drawing | Set | 3997 | 908.22 | 9.87 | 3630155.34 | 39450.39 | 3669605.73 | 6 | 5449.32 | 59.22 | 5508.54
3 | Supply of Material for Coil type Earthing consist of (a) 8 SWG GI wire for earthing coil- 1.7 Kg (b) Rigid PVC Pipe - 20mm dia ( 1.5 Mtr) - 1No (C) Earthing Bolt- 1 No (d) GI Wire No. 8 From Pole Top to Earthing Coil- 1.06 Kg including cost of Coal Salt etc. (20 KG SALT + 20 KG COAL) as per approved drawings, technical specifications and scope of work. | Set | 7994 | 281.35 | 4.94 | 2249111.9 | 39490.36 | 2288602.26 | 47 | 13223.45 | 232.18 | 13455.63
4.01 | Self-tightening anchoring (Dead end) clamp with pole bracket using Stainless Steel Strap & Buckle. | No | 6395 | 133.27 | 0 | 852261.65 | 0 | 852261.65 | 79 | 10528.33 | 0 | 10528.33
4.02 | Self-locking Suspension Clamp with pole bracket using Stainless Steel Strap & Buckle | No | 33573 | 148.08 | 0 | 4971489.84 | 0 | 4971489.84 | 288 | 42647.04 | 0 | 42647.04
4.03 | Pre-Insulated mid span joints for phase, neutral and street light conductors with junction sleeve | No | 6395 | 133.27 | 0 | 852261.65 | 0 | 852261.65 | 104 | 13860.08 | 0 | 13860.08
4.04 | Stainless Steel of Size Strap 20mm*0.7mm & Buckle width 20 mm | No | 79937 | 49.36 | 0 | 3945690.32 | 0 | 3945690.32 | 566 | 27937.76 | 0 | 27937.76
4.05 | Insulation Piercing Connectors (IPC) | No | 16785 | 49.36 | 0 | 828507.6 | 0 | 828507.6 | 207 | 10217.52 | 0 | 10217.52
4.06 | Eye Hooks | No | 39968 | 49.36 | 0 | 1972820.48 | 0 | 1972820.48 | 0 | 0 | 0 | 0
5.01 | AERIAL BUNCHED XLPE CABLE 1.1 KV 3C X 50 SQ.MM+1Cx25 SQ. MM.+1x35 SQ. MM. including special accessories for AB cable as specified in Scope of work and as per approved Drawings, technical specifications. | Km | 902 | 155409.96 | 148.08 | 140179783.92 | 133568.16 | 140313352.08 | 7.84 | 1218414.0864 | 1160.9472 | 1219575.0336
5.02 | AERIAL BUNCHED XLPE CABLE 1.1 KV 1Cx 35 SQ MM +1CX16 SQ MM + 25 SQ MM including special accessories for AB cable as specified in Scope of work and as per approved drawings, technical specifications. | Km | 697 | 60564.72 | 148.08 | 42213609.84 | 103211.76 | 42316821.6 | 0.16 | 9690.3552 | 23.6928 | 9714.048
6.01 | Supply of 1-ph Pole mounted service connection box for LT connections (8 connections) | No | 7194 | 987.2 | 19.74 | 7101916.8 | 142009.56 | 7243926.36 | 30 | 29616 | 592.2 | 30208.2
6.02 | Supply of 3-ph Pole mounted service connection box for LT connections (4 connections) | No | 799 | 1184.64 | 19.74 | 946527.36 | 15772.26 | 962299.62 | 6 | 7107.84 | 118.44 | 7226.28
6.03 | Supply of 4Cx10 mm2 LT PVC Cable | KM | 14 | 44917.6 | 98.72 | 628846.4 | 1382.08 | 630228.48 | 0.12 | 5390.112 | 11.8464 | 5401.9584
6.04 | Supply of 4Cx16 mm2 LT PVC Cable | KM | 2 | 59232 | 98.72 | 118464 | 197.44 | 118661.44 | 0.01 | 592.32 | 0.9872 | 593.3072
| Total Cost Exculding GST |  |  |  |  | 221385784.23 | 790689.85 | 222176474.08 |  | 1409333.8107 | 2791.8336 | 1412125.6443
| Applicable GST |  |  |  |  | 39849441.1614 | 142324.173 | 39991765.3344 |  | 253680.0859 | 502.53 | 254182.616
| Grand Total Including GST |  |  |  |  | 261235225.3914 | 933014.023 | 262168239.4144 |  | 1663013.8966 | 3294.3636 | 1666308.2603

## KRISHNA JGY(331201)
I.Illustration of Price Schedule (Supply of Plant):
Supply, Installation, Testing and Commissioning of LT Aerial Bunched Cable With Its Accessories In Part of Kachchh District (Anjar Circle) in PGVCL under Revamped Reforms-Based and Results-Linked, Distribution Sector Scheme (Package-2).
(Schedule of rates and Prices)
Ex-Works Supply of Materials
Bidder's Name & Address: M/s SES & PPCW(JV),Modasa
Circle - ANJAR Division - ANJAR Sub-Division - ANJAR R-2 Feeder code - 331201 Feeder Name - KRISHNA JGY
|  | LOA | [6 empty] | SURVEY
Sr. No. | Description of Goods | Unit | Quantity | Unit Exworks price in Rs. | Unit F & I Price | Total Exworks price in Rs. | Total Price for F & I | Total Price per line item in Rs. | Quantity | Total Exworks price in Rs. | Total Price for F & I | Total Price per line item in Rs. | Remarks
1.01 | 8 meter long /200 KG PSC Poles (PSC Pole as per state practice) | No. | 3197 | 2359.41 | 98.72 | 7543033.77 | 315607.84 | 7858641.61 | 12 | 28312.92 | 1184.64 | 29497.56
1.02 | CAUTION & DANGER BOARD. | No. | 39968 | 83.69 | 0 | 3344921.92 | 0 | 3344921.92 | 12 | 1004.28 | 0 | 1004.28
1.03 | Barbed wire for anticlimbing device | MT | 64 | 99.71 | 0 | 6381.44 | 0 | 6381.44 | 0.01 | 0.9971 | 0 | 0.9971
2 | Supply of Material for new GUY SET WITH PREFORMED FITTING, Anchor Rod/ Guy Rod - 1 No, Turn Buckel - 1 No, Eye Bolt/I-Rod - 1 No, Stay wire - 7/12 -2.5 kg, LT Guy Insulator –1 No, Guy Clamp – 1 Pair, Nut –Bolt (65x16 mm)-2 Nos.-as per Requirement etc. As per approved drawing | Set | 3997 | 908.22 | 9.87 | 3630155.34 | 39450.39 | 3669605.73 | 12 | 10898.64 | 118.44 | 11017.08
3 | Supply of Material for Coil type Earthing consist of (a) 8 SWG GI wire for earthing coil- 1.7 Kg (b) Rigid PVC Pipe - 20mm dia ( 1.5 Mtr) - 1No (C) Earthing Bolt- 1 No (d) GI Wire No. 8 From Pole Top to Earthing Coil- 1.06 Kg including cost of Coal Salt etc. (20 KG SALT + 20 KG COAL) as per approved drawings, technical specifications and scope of work. | Set | 7994 | 281.35 | 4.94 | 2249111.9 | 39490.36 | 2288602.26 | 99 | 27853.65 | 489.06 | 28342.71
4.01 | Self-tightening anchoring (Dead end) clamp with pole bracket using Stainless Steel Strap & Buckle. | No | 6395 | 133.27 | 0 | 852261.65 | 0 | 852261.65 | 162 | 21589.74 | 0 | 21589.74
4.02 | Self-locking Suspension Clamp with pole bracket using Stainless Steel Strap & Buckle | No | 33573 | 148.08 | 0 | 4971489.84 | 0 | 4971489.84 | 608 | 90032.64 | 0 | 90032.64
4.03 | Pre-Insulated mid span joints for phase, neutral and street light conductors with junction sleeve | No | 6395 | 133.27 | 0 | 852261.65 | 0 | 852261.65 | 242 | 32251.34 | 0 | 32251.34
4.04 | Stainless Steel of Size Strap 20mm*0.7mm & Buckle width 20 mm | No | 79937 | 49.36 | 0 | 3945690.32 | 0 | 3945690.32 | 1188 | 58639.68 | 0 | 58639.68
4.05 | Insulation Piercing Connectors (IPC) | No | 16785 | 49.36 | 0 | 828507.6 | 0 | 828507.6 | 472 | 23297.92 | 0 | 23297.92
4.06 | Eye Hooks | No | 39968 | 49.36 | 0 | 1972820.48 | 0 | 1972820.48 | 0 | 0 | 0 | 0
5.01 | AERIAL BUNCHED XLPE CABLE 1.1 KV 3C X 50 SQ.MM+1Cx25 SQ. MM.+1x35 SQ. MM. including special accessories for AB cable as specified in Scope of work and as per approved Drawings, technical specifications. | Km | 902 | 155409.96 | 148.08 | 140179783.92 | 133568.16 | 140313352.08 | 0.1 | 15540.996 | 14.808 | 15555.804
5.02 | AERIAL BUNCHED XLPE CABLE 1.1 KV 1Cx 35 SQ MM +1CX16 SQ MM + 25 SQ MM including special accessories for AB cable as specified in Scope of work and as per approved drawings, technical specifications. | Km | 697 | 60564.72 | 148.08 | 42213609.84 | 103211.76 | 42316821.6 | 18.13 | 1098038.3736 | 2684.6904 | 1100723.064
6.01 | Supply of 1-ph Pole mounted service connection box for LT connections (8 connections) | No | 7194 | 987.2 | 19.74 | 7101916.8 | 142009.56 | 7243926.36 | 65 | 64168 | 1283.1 | 65451.1
6.02 | Supply of 3-ph Pole mounted service connection box for LT connections (4 connections) | No | 799 | 1184.64 | 19.74 | 946527.36 | 15772.26 | 962299.62 | 13 | 15400.32 | 256.62 | 15656.94
6.03 | Supply of 4Cx10 mm2 LT PVC Cable | KM | 14 | 44917.6 | 98.72 | 628846.4 | 1382.08 | 630228.48 | 0.25 | 11229.4 | 24.68 | 11254.08
6.04 | Supply of 4Cx16 mm2 LT PVC Cable | KM | 2 | 59232 | 98.72 | 118464 | 197.44 | 118661.44 | 0.03 | 1776.96 | 2.9616 | 1779.9216
| Total Cost Exculding GST |  |  |  |  | 221385784.23 | 790689.85 | 222176474.08 |  | 1500035.8567 | 6059 | 1506094.8567
| Applicable GST |  |  |  |  | 39849441.1614 | 142324.173 | 39991765.3344 |  | 270006.4542 | 1090.62 | 271097.0742
| Grand Total Including GST |  |  |  |  | 261235225.3914 | 933014.023 | 262168239.4144 |  | 1770042.3109 | 7149.62 | 1777191.9309

## MAKHIYAN JGY(334401)
I.Illustration of Price Schedule (Supply of Plant):
Supply, Installation, Testing and Commissioning of LT Aerial Bunched Cable With Its Accessories In Part of Kachchh District (Anjar Circle) in PGVCL under Revamped Reforms-Based and Results-Linked, Distribution Sector Scheme (Package-2).
(Schedule of rates and Prices)
Ex-Works Supply of Materials
Bidder's Name & Address: M/s SES & PPCW(JV),Modasa
Circle - ANJAR Division - ANJAR Sub-Division - ANJAR R-1 Feeder code - 334401 Feeder Name - MAKHIYAN JGY
|  | LOA | [6 empty] | SURVEY
Sr. No. | Description of Goods | Unit | Quantity | Unit Exworks price in Rs. | Unit F & I Price | Total Exworks price in Rs. | Total Price for F & I | Total Price per line item in Rs. | Quantity | Total Exworks price in Rs. | Total Price for F & I | Total Price per line item in Rs. | Remarks
1.01 | 8 meter long /200 KG PSC Poles (PSC Pole as per state practice) | No. | 3197 | 2359.41 | 98.72 | 7543033.77 | 315607.84 | 7858641.61 | 5 | 11797.05 | 493.6 | 12290.65
1.02 | CAUTION & DANGER BOARD. | No. | 39968 | 83.69 | 0 | 3344921.92 | 0 | 3344921.92 | 5 | 418.45 | 0 | 418.45
1.03 | Barbed wire for anticlimbing device | MT | 64 | 99.71 | 0 | 6381.44 | 0 | 6381.44 | 0 | 0 | 0 | 0
2 | Supply of Material for new GUY SET WITH PREFORMED FITTING, Anchor Rod/ Guy Rod - 1 No, Turn Buckel - 1 No, Eye Bolt/I-Rod - 1 No, Stay wire - 7/12 -2.5 kg, LT Guy Insulator –1 No, Guy Clamp – 1 Pair, Nut –Bolt (65x16 mm)-2 Nos.-as per Requirement etc. As per approved drawing | Set | 3997 | 908.22 | 9.87 | 3630155.34 | 39450.39 | 3669605.73 | 5 | 4541.1 | 49.35 | 4590.45
3 | Supply of Material for Coil type Earthing consist of (a) 8 SWG GI wire for earthing coil- 1.7 Kg (b) Rigid PVC Pipe - 20mm dia ( 1.5 Mtr) - 1No (C) Earthing Bolt- 1 No (d) GI Wire No. 8 From Pole Top to Earthing Coil- 1.06 Kg including cost of Coal Salt etc. (20 KG SALT + 20 KG COAL) as per approved drawings, technical specifications and scope of work. | Set | 7994 | 281.35 | 4.94 | 2249111.9 | 39490.36 | 2288602.26 | 47 | 13223.45 | 232.18 | 13455.63
4.01 | Self-tightening anchoring (Dead end) clamp with pole bracket using Stainless Steel Strap & Buckle. | No | 6395 | 133.27 | 0 | 852261.65 | 0 | 852261.65 | 85 | 11327.95 | 0 | 11327.95
4.02 | Self-locking Suspension Clamp with pole bracket using Stainless Steel Strap & Buckle | No | 33573 | 148.08 | 0 | 4971489.84 | 0 | 4971489.84 | 291 | 43091.28 | 0 | 43091.28
4.03 | Pre-Insulated mid span joints for phase, neutral and street light conductors with junction sleeve | No | 6395 | 133.27 | 0 | 852261.65 | 0 | 852261.65 | 104 | 13860.08 | 0 | 13860.08
4.04 | Stainless Steel of Size Strap 20mm*0.7mm & Buckle width 20 mm | No | 79937 | 49.36 | 0 | 3945690.32 | 0 | 3945690.32 | 566 | 27937.76 | 0 | 27937.76
4.05 | Insulation Piercing Connectors (IPC) | No | 16785 | 49.36 | 0 | 828507.6 | 0 | 828507.6 | 212 | 10464.32 | 0 | 10464.32
4.06 | Eye Hooks | No | 39968 | 49.36 | 0 | 1972820.48 | 0 | 1972820.48 | 0 | 0 | 0 | 0
5.01 | AERIAL BUNCHED XLPE CABLE 1.1 KV 3C X 50 SQ.MM+1Cx25 SQ. MM.+1x35 SQ. MM. including special accessories for AB cable as specified in Scope of work and as per approved Drawings, technical specifications. | Km | 902 | 155409.96 | 148.08 | 140179783.92 | 133568.16 | 140313352.08 | 0.09 | 13986.8964 | 13.3272 | 14000.2236
5.02 | AERIAL BUNCHED XLPE CABLE 1.1 KV 1Cx 35 SQ MM +1CX16 SQ MM + 25 SQ MM including special accessories for AB cable as specified in Scope of work and as per approved drawings, technical specifications. | Km | 697 | 60564.72 | 148.08 | 42213609.84 | 103211.76 | 42316821.6 | 7.8 | 472404.816 | 1155.024 | 473559.84
6.01 | Supply of 1-ph Pole mounted service connection box for LT connections (8 connections) | No | 7194 | 987.2 | 19.74 | 7101916.8 | 142009.56 | 7243926.36 | 41 | 40475.2 | 809.34 | 41284.54
6.02 | Supply of 3-ph Pole mounted service connection box for LT connections (4 connections) | No | 799 | 1184.64 | 19.74 | 946527.36 | 15772.26 | 962299.62 | 5 | 5923.2 | 98.7 | 6021.9
6.03 | Supply of 4Cx10 mm2 LT PVC Cable | KM | 14 | 44917.6 | 98.72 | 628846.4 | 1382.08 | 630228.48 | 0.11 | 4940.936 | 10.8592 | 4951.7952
6.04 | Supply of 4Cx16 mm2 LT PVC Cable | KM | 2 | 59232 | 98.72 | 118464 | 197.44 | 118661.44 | 0.01 | 592.32 | 0.9872 | 593.3072
| Total Cost Exculding GST |  |  |  |  | 221385784.23 | 790689.85 | 222176474.08 |  | 674984.8084 | 2863.3676 | 677848.176
| Applicable GST |  |  |  |  | 39849441.1614 | 142324.173 | 39991765.3344 |  | 121497.2655 | 515.4062 | 122012.6717
| Grand Total Including GST |  |  |  |  | 261235225.3914 | 933014.023 | 262168239.4144 |  | 796482.0739 | 3378.7738 | 799860.8477

## MEGHA JGY(334001)
I.Illustration of Price Schedule (Supply of Plant):
Supply, Installation, Testing and Commissioning of LT Aerial Bunched Cable With Its Accessories In Part of Kachchh District (Anjar Circle) in PGVCL under Revamped Reforms-Based and Results-Linked, Distribution Sector Scheme (Package-2).
(Schedule of rates and Prices)
Ex-Works Supply of Materials
Bidder's Name & Address: M/s SES & PPCW(JV),Modasa
Circle - ANJAR Division - ANJAR Sub-Division - ANJAR R-2 Feeder code - 334001 Feeder Name - MEGHA JGY
|  | LOA | [6 empty] | SURVEY
Sr. No. | Description of Goods | Unit | Quantity | Unit Exworks price in Rs. | Unit F & I Price | Total Exworks price in Rs. | Total Price for F & I | Total Price per line item in Rs. | Quantity | Total Exworks price in Rs. | Total Price for F & I | Total Price per line item in Rs. | Remarks
1.01 | 8 meter long /200 KG PSC Poles (PSC Pole as per state practice) | No. | 3197 | 2359.41 | 98.72 | 7543033.77 | 315607.84 | 7858641.61 | 8 | 18875.28 | 789.76 | 19665.04
1.02 | CAUTION & DANGER BOARD. | No. | 39968 | 83.69 | 0 | 3344921.92 | 0 | 3344921.92 | 8 | 669.52 | 0 | 669.52
1.03 | Barbed wire for anticlimbing device | MT | 64 | 99.71 | 0 | 6381.44 | 0 | 6381.44 | 0.01 | 0.9971 | 0 | 0.9971
2 | Supply of Material for new GUY SET WITH PREFORMED FITTING, Anchor Rod/ Guy Rod - 1 No, Turn Buckel - 1 No, Eye Bolt/I-Rod - 1 No, Stay wire - 7/12 -2.5 kg, LT Guy Insulator –1 No, Guy Clamp – 1 Pair, Nut –Bolt (65x16 mm)-2 Nos.-as per Requirement etc. As per approved drawing | Set | 3997 | 908.22 | 9.87 | 3630155.34 | 39450.39 | 3669605.73 | 8 | 7265.76 | 78.96 | 7344.72
3 | Supply of Material for Coil type Earthing consist of (a) 8 SWG GI wire for earthing coil- 1.7 Kg (b) Rigid PVC Pipe - 20mm dia ( 1.5 Mtr) - 1No (C) Earthing Bolt- 1 No (d) GI Wire No. 8 From Pole Top to Earthing Coil- 1.06 Kg including cost of Coal Salt etc. (20 KG SALT + 20 KG COAL) as per approved drawings, technical specifications and scope of work. | Set | 7994 | 281.35 | 4.94 | 2249111.9 | 39490.36 | 2288602.26 | 63 | 17725.05 | 311.22 | 18036.27
4.01 | Self-tightening anchoring (Dead end) clamp with pole bracket using Stainless Steel Strap & Buckle. | No | 6395 | 133.27 | 0 | 852261.65 | 0 | 852261.65 | 117 | 15592.59 | 0 | 15592.59
4.02 | Self-locking Suspension Clamp with pole bracket using Stainless Steel Strap & Buckle | No | 33573 | 148.08 | 0 | 4971489.84 | 0 | 4971489.84 | 388 | 57455.04 | 0 | 57455.04
4.03 | Pre-Insulated mid span joints for phase, neutral and street light conductors with junction sleeve | No | 6395 | 133.27 | 0 | 852261.65 | 0 | 852261.65 | 146 | 19457.42 | 0 | 19457.42
4.04 | Stainless Steel of Size Strap 20mm*0.7mm & Buckle width 20 mm | No | 79937 | 49.36 | 0 | 3945690.32 | 0 | 3945690.32 | 760 | 37513.6 | 0 | 37513.6
4.05 | Insulation Piercing Connectors (IPC) | No | 16785 | 49.36 | 0 | 828507.6 | 0 | 828507.6 | 284 | 14018.24 | 0 | 14018.24
4.06 | Eye Hooks | No | 39968 | 49.36 | 0 | 1972820.48 | 0 | 1972820.48 | 0 | 0 | 0 | 0
5.01 | AERIAL BUNCHED XLPE CABLE 1.1 KV 3C X 50 SQ.MM+1Cx25 SQ. MM.+1x35 SQ. MM. including special accessories for AB cable as specified in Scope of work and as per approved Drawings, technical specifications. | Km | 902 | 155409.96 | 148.08 | 140179783.92 | 133568.16 | 140313352.08 | 0.44 | 68380.3824 | 65.1552 | 68445.5376
5.02 | AERIAL BUNCHED XLPE CABLE 1.1 KV 1Cx 35 SQ MM +1CX16 SQ MM + 25 SQ MM including special accessories for AB cable as specified in Scope of work and as per approved drawings, technical specifications. | Km | 697 | 60564.72 | 148.08 | 42213609.84 | 103211.76 | 42316821.6 | 11.75 | 711635.46 | 1739.94 | 713375.4
6.01 | Supply of 1-ph Pole mounted service connection box for LT connections (8 connections) | No | 7194 | 987.2 | 19.74 | 7101916.8 | 142009.56 | 7243926.36 | 44 | 43436.8 | 868.56 | 44305.36
6.02 | Supply of 3-ph Pole mounted service connection box for LT connections (4 connections) | No | 799 | 1184.64 | 19.74 | 946527.36 | 15772.26 | 962299.62 | 8 | 9477.12 | 157.92 | 9635.04
6.03 | Supply of 4Cx10 mm2 LT PVC Cable | KM | 14 | 44917.6 | 98.72 | 628846.4 | 1382.08 | 630228.48 | 0.16 | 7186.816 | 15.7952 | 7202.6112
6.04 | Supply of 4Cx16 mm2 LT PVC Cable | KM | 2 | 59232 | 98.72 | 118464 | 197.44 | 118661.44 | 0.02 | 1184.64 | 1.9744 | 1186.6144
| Total Cost Exculding GST |  |  |  |  | 221385784.23 | 790689.85 | 222176474.08 |  | 1029874.7155 | 4029.2848 | 1033904.0003
| Applicable GST |  |  |  |  | 39849441.1614 | 142324.173 | 39991765.3344 |  | 185377.4488 | 725.2713 | 186102.7201
| Grand Total Including GST |  |  |  |  | 261235225.3914 | 933014.023 | 262168239.4144 |  | 1215252.1643 | 4754.5561 | 1220006.7204

## MEGHPAR JGY(121907)
I.Illustration of Price Schedule (Supply of Plant):
Supply, Installation, Testing and Commissioning of LT Aerial Bunched Cable With Its Accessories In Part of Kachchh District (Anjar Circle) in PGVCL under Revamped Reforms-Based and Results-Linked, Distribution Sector Scheme (Package-2).
(Schedule of rates and Prices)
Ex-Works Supply of Materials
Bidder's Name & Address: M/s SES & PPCW(JV),Modasa
Circle - ANJAR Division - ANJAR Sub-Division - MEGHPAR (B) Feeder code - 121907 Feeder Name - MEGHPAR JGY
|  | LOA | [6 empty] | SURVEY
Sr. No. | Description of Goods | Unit | Quantity | Unit Exworks price in Rs. | Unit F & I Price | Total Exworks price in Rs. | Total Price for F & I | Total Price per line item in Rs. | Quantity | Total Exworks price in Rs. | Total Price for F & I | Total Price per line item in Rs. | Remarks
1.01 | 8 meter long /200 KG PSC Poles (PSC Pole as per state practice) | No. | 3197 | 2359.41 | 98.72 | 7543033.77 | 315607.84 | 7858641.61 | 26 | 61344.66 | 2566.72 | 63911.38
1.02 | CAUTION & DANGER BOARD. | No. | 39968 | 83.69 | 0 | 3344921.92 | 0 | 3344921.92 | 26 | 2175.94 | 0 | 2175.94
1.03 | Barbed wire for anticlimbing device | MT | 64 | 99.71 | 0 | 6381.44 | 0 | 6381.44 | 0.03 | 2.9913 | 0 | 2.9913
2 | Supply of Material for new GUY SET WITH PREFORMED FITTING, Anchor Rod/ Guy Rod - 1 No, Turn Buckel - 1 No, Eye Bolt/I-Rod - 1 No, Stay wire - 7/12 -2.5 kg, LT Guy Insulator –1 No, Guy Clamp – 1 Pair, Nut –Bolt (65x16 mm)-2 Nos.-as per Requirement etc. As per approved drawing | Set | 3997 | 908.22 | 9.87 | 3630155.34 | 39450.39 | 3669605.73 | 26 | 23613.72 | 256.62 | 23870.34
3 | Supply of Material for Coil type Earthing consist of (a) 8 SWG GI wire for earthing coil- 1.7 Kg (b) Rigid PVC Pipe - 20mm dia ( 1.5 Mtr) - 1No (C) Earthing Bolt- 1 No (d) GI Wire No. 8 From Pole Top to Earthing Coil- 1.06 Kg including cost of Coal Salt etc. (20 KG SALT + 20 KG COAL) as per approved drawings, technical specifications and scope of work. | Set | 7994 | 281.35 | 4.94 | 2249111.9 | 39490.36 | 2288602.26 | 210 | 59083.5 | 1037.4 | 60120.9
4.01 | Self-tightening anchoring (Dead end) clamp with pole bracket using Stainless Steel Strap & Buckle. | No | 6395 | 133.27 | 0 | 852261.65 | 0 | 852261.65 | 372 | 49576.44 | 0 | 49576.44
4.02 | Self-locking Suspension Clamp with pole bracket using Stainless Steel Strap & Buckle | No | 33573 | 148.08 | 0 | 4971489.84 | 0 | 4971489.84 | 1289 | 190875.12 | 0 | 190875.12
4.03 | Pre-Insulated mid span joints for phase, neutral and street light conductors with junction sleeve | No | 6395 | 133.27 | 0 | 852261.65 | 0 | 852261.65 | 496 | 66101.92 | 0 | 66101.92
4.04 | Stainless Steel of Size Strap 20mm*0.7mm & Buckle width 20 mm | No | 79937 | 49.36 | 0 | 3945690.32 | 0 | 3945690.32 | 2522 | 124485.92 | 0 | 124485.92
4.05 | Insulation Piercing Connectors (IPC) | No | 16785 | 49.36 | 0 | 828507.6 | 0 | 828507.6 | 971 | 47928.56 | 0 | 47928.56
4.06 | Eye Hooks | No | 39968 | 49.36 | 0 | 1972820.48 | 0 | 1972820.48 | 0 | 0 | 0 | 0
5.01 | AERIAL BUNCHED XLPE CABLE 1.1 KV 3C X 50 SQ.MM+1Cx25 SQ. MM.+1x35 SQ. MM. including special accessories for AB cable as specified in Scope of work and as per approved Drawings, technical specifications. | Km | 902 | 155409.96 | 148.08 | 140179783.92 | 133568.16 | 140313352.08 | 28.45 | 4421413.362 | 4212.876 | 4425626.238
5.02 | AERIAL BUNCHED XLPE CABLE 1.1 KV 1Cx 35 SQ MM +1CX16 SQ MM + 25 SQ MM including special accessories for AB cable as specified in Scope of work and as per approved drawings, technical specifications. | Km | 697 | 60564.72 | 148.08 | 42213609.84 | 103211.76 | 42316821.6 | 0.37 | 22408.9464 | 54.7896 | 22463.736
6.01 | Supply of 1-ph Pole mounted service connection box for LT connections (8 connections) | No | 7194 | 987.2 | 19.74 | 7101916.8 | 142009.56 | 7243926.36 | 173 | 170785.6 | 3415.02 | 174200.62
6.02 | Supply of 3-ph Pole mounted service connection box for LT connections (4 connections) | No | 799 | 1184.64 | 19.74 | 946527.36 | 15772.26 | 962299.62 | 36 | 42647.04 | 710.64 | 43357.68
6.03 | Supply of 4Cx10 mm2 LT PVC Cable | KM | 14 | 44917.6 | 98.72 | 628846.4 | 1382.08 | 630228.48 | 0.52 | 23357.152 | 51.3344 | 23408.4864
6.04 | Supply of 4Cx16 mm2 LT PVC Cable | KM | 2 | 59232 | 98.72 | 118464 | 197.44 | 118661.44 | 0.06 | 3553.92 | 5.9232 | 3559.8432
| Total Cost Exculding GST |  |  |  |  | 221385784.23 | 790689.85 | 222176474.08 |  | 5309354.7917 | 12311.3232 | 5321666.1149
| Applicable GST |  |  |  |  | 39849441.1614 | 142324.173 | 39991765.3344 |  | 955683.8625 | 2216.0382 | 957899.9007
| Grand Total Including GST |  |  |  |  | 261235225.3914 | 933014.023 | 262168239.4144 |  | 6265038.6542 | 14527.3614 | 6279566.0156

## MITHILA URBAN(336002)
I.Illustration of Price Schedule (Supply of Plant):
Supply, Installation, Testing and Commissioning of LT Aerial Bunched Cable With Its Accessories In Part of Kachchh District (Anjar Circle) in PGVCL under Revamped Reforms-Based and Results-Linked, Distribution Sector Scheme (Package-2).
(Schedule of rates and Prices)
Ex-Works Supply of Materials
Bidder's Name & Address: M/s SES & PPCW(JV),Modasa
Circle - ANJAR Division - ANJAR Sub-Division - ANJAR CITY Feeder code - 336002 Feeder Name - MITHILA URBAN
|  | LOA | [6 empty] | SURVEY
Sr. No. | Description of Goods | Unit | Quantity | Unit Exworks price in Rs. | Unit F & I Price | Total Exworks price in Rs. | Total Price for F & I | Total Price per line item in Rs. | Quantity | Total Exworks price in Rs. | Total Price for F & I | Total Price per line item in Rs. | Remarks
1.01 | 8 meter long /200 KG PSC Poles (PSC Pole as per state practice) | No. | 3197 | 2359.41 | 98.72 | 7543033.77 | 315607.84 | 7858641.61 | 11 | 25953.51 | 1085.92 | 27039.43
1.02 | CAUTION & DANGER BOARD. | No. | 39968 | 83.69 | 0 | 3344921.92 | 0 | 3344921.92 | 11 | 920.59 | 0 | 920.59
1.03 | Barbed wire for anticlimbing device | MT | 64 | 99.71 | 0 | 6381.44 | 0 | 6381.44 | 0.01 | 0.9971 | 0 | 0.9971
2 | Supply of Material for new GUY SET WITH PREFORMED FITTING, Anchor Rod/ Guy Rod - 1 No, Turn Buckel - 1 No, Eye Bolt/I-Rod - 1 No, Stay wire - 7/12 -2.5 kg, LT Guy Insulator –1 No, Guy Clamp – 1 Pair, Nut –Bolt (65x16 mm)-2 Nos.-as per Requirement etc. As per approved drawing | Set | 3997 | 908.22 | 9.87 | 3630155.34 | 39450.39 | 3669605.73 | 11 | 9990.42 | 108.57 | 10098.99
3 | Supply of Material for Coil type Earthing consist of (a) 8 SWG GI wire for earthing coil- 1.7 Kg (b) Rigid PVC Pipe - 20mm dia ( 1.5 Mtr) - 1No (C) Earthing Bolt- 1 No (d) GI Wire No. 8 From Pole Top to Earthing Coil- 1.06 Kg including cost of Coal Salt etc. (20 KG SALT + 20 KG COAL) as per approved drawings, technical specifications and scope of work. | Set | 7994 | 281.35 | 4.94 | 2249111.9 | 39490.36 | 2288602.26 | 90 | 25321.5 | 444.6 | 25766.1
4.01 | Self-tightening anchoring (Dead end) clamp with pole bracket using Stainless Steel Strap & Buckle. | No | 6395 | 133.27 | 0 | 852261.65 | 0 | 852261.65 | 159 | 21189.93 | 0 | 21189.93
4.02 | Self-locking Suspension Clamp with pole bracket using Stainless Steel Strap & Buckle | No | 33573 | 148.08 | 0 | 4971489.84 | 0 | 4971489.84 | 549 | 81295.92 | 0 | 81295.92
4.03 | Pre-Insulated mid span joints for phase, neutral and street light conductors with junction sleeve | No | 6395 | 133.27 | 0 | 852261.65 | 0 | 852261.65 | 208 | 27720.16 | 0 | 27720.16
4.04 | Stainless Steel of Size Strap 20mm*0.7mm & Buckle width 20 mm | No | 79937 | 49.36 | 0 | 3945690.32 | 0 | 3945690.32 | 1078 | 53210.08 | 0 | 53210.08
4.05 | Insulation Piercing Connectors (IPC) | No | 16785 | 49.36 | 0 | 828507.6 | 0 | 828507.6 | 416 | 20533.76 | 0 | 20533.76
4.06 | Eye Hooks | No | 39968 | 49.36 | 0 | 1972820.48 | 0 | 1972820.48 | 0 | 0 | 0 | 0
5.01 | AERIAL BUNCHED XLPE CABLE 1.1 KV 3C X 50 SQ.MM+1Cx25 SQ. MM.+1x35 SQ. MM. including special accessories for AB cable as specified in Scope of work and as per approved Drawings, technical specifications. | Km | 902 | 155409.96 | 148.08 | 140179783.92 | 133568.16 | 140313352.08 | 12.92 | 2007896.6832 | 1913.1936 | 2009809.8768
5.02 | AERIAL BUNCHED XLPE CABLE 1.1 KV 1Cx 35 SQ MM +1CX16 SQ MM + 25 SQ MM including special accessories for AB cable as specified in Scope of work and as per approved drawings, technical specifications. | Km | 697 | 60564.72 | 148.08 | 42213609.84 | 103211.76 | 42316821.6 | 0.04 | 2422.5888 | 5.9232 | 2428.512
6.01 | Supply of 1-ph Pole mounted service connection box for LT connections (8 connections) | No | 7194 | 987.2 | 19.74 | 7101916.8 | 142009.56 | 7243926.36 | 72 | 71078.4 | 1421.28 | 72499.68
6.02 | Supply of 3-ph Pole mounted service connection box for LT connections (4 connections) | No | 799 | 1184.64 | 19.74 | 946527.36 | 15772.26 | 962299.62 | 14 | 16584.96 | 276.36 | 16861.32
6.03 | Supply of 4Cx10 mm2 LT PVC Cable | KM | 14 | 44917.6 | 98.72 | 628846.4 | 1382.08 | 630228.48 | 0.21 | 9432.696 | 20.7312 | 9453.4272
6.04 | Supply of 4Cx16 mm2 LT PVC Cable | KM | 2 | 59232 | 98.72 | 118464 | 197.44 | 118661.44 | 0.03 | 1776.96 | 2.9616 | 1779.9216
| Total Cost Exculding GST |  |  |  |  | 221385784.23 | 790689.85 | 222176474.08 |  | 2375329.1551 | 5279.5396 | 2380608.6947
| Applicable GST |  |  |  |  | 39849441.1614 | 142324.173 | 39991765.3344 |  | 427559.2479 | 950.3171 | 428509.565
| Grand Total Including GST |  |  |  |  | 261235225.3914 | 933014.023 | 262168239.4144 |  | 2802888.403 | 6229.8567 | 2809118.2597

## MODVADAR(330606)
I.Illustration of Price Schedule (Supply of Plant):
Supply, Installation, Testing and Commissioning of LT Aerial Bunched Cable With Its Accessories In Part of Kachchh District (Anjar Circle) in PGVCL under Revamped Reforms-Based and Results-Linked, Distribution Sector Scheme (Package-2).
(Schedule of rates and Prices)
Ex-Works Supply of Materials
Bidder's Name & Address: M/s SES & PPCW(JV),Modasa
Circle - ANJAR Division - ANJAR Sub-Division - ANJAR R-1 Feeder code - 330606 Feeder Name - MODVADAR
|  | LOA | [6 empty] | SURVEY
Sr. No. | Description of Goods | Unit | Quantity | Unit Exworks price in Rs. | Unit F & I Price | Total Exworks price in Rs. | Total Price for F & I | Total Price per line item in Rs. | Quantity | Total Exworks price in Rs. | Total Price for F & I | Total Price per line item in Rs. | Remarks
1.01 | 8 meter long /200 KG PSC Poles (PSC Pole as per state practice) | No. | 3197 | 2359.41 | 98.72 | 7543033.77 | 315607.84 | 7858641.61 | 5 | 11797.05 | 493.6 | 12290.65
1.02 | CAUTION & DANGER BOARD. | No. | 39968 | 83.69 | 0 | 3344921.92 | 0 | 3344921.92 | 5 | 418.45 | 0 | 418.45
1.03 | Barbed wire for anticlimbing device | MT | 64 | 99.71 | 0 | 6381.44 | 0 | 6381.44 | 0 | 0 | 0 | 0
2 | Supply of Material for new GUY SET WITH PREFORMED FITTING, Anchor Rod/ Guy Rod - 1 No, Turn Buckel - 1 No, Eye Bolt/I-Rod - 1 No, Stay wire - 7/12 -2.5 kg, LT Guy Insulator –1 No, Guy Clamp – 1 Pair, Nut –Bolt (65x16 mm)-2 Nos.-as per Requirement etc. As per approved drawing | Set | 3997 | 908.22 | 9.87 | 3630155.34 | 39450.39 | 3669605.73 | 5 | 4541.1 | 49.35 | 4590.45
3 | Supply of Material for Coil type Earthing consist of (a) 8 SWG GI wire for earthing coil- 1.7 Kg (b) Rigid PVC Pipe - 20mm dia ( 1.5 Mtr) - 1No (C) Earthing Bolt- 1 No (d) GI Wire No. 8 From Pole Top to Earthing Coil- 1.06 Kg including cost of Coal Salt etc. (20 KG SALT + 20 KG COAL) as per approved drawings, technical specifications and scope of work. | Set | 7994 | 281.35 | 4.94 | 2249111.9 | 39490.36 | 2288602.26 | 37 | 10409.95 | 182.78 | 10592.73
4.01 | Self-tightening anchoring (Dead end) clamp with pole bracket using Stainless Steel Strap & Buckle. | No | 6395 | 133.27 | 0 | 852261.65 | 0 | 852261.65 | 68 | 9062.36 | 0 | 9062.36
4.02 | Self-locking Suspension Clamp with pole bracket using Stainless Steel Strap & Buckle | No | 33573 | 148.08 | 0 | 4971489.84 | 0 | 4971489.84 | 224 | 33169.92 | 0 | 33169.92
4.03 | Pre-Insulated mid span joints for phase, neutral and street light conductors with junction sleeve | No | 6395 | 133.27 | 0 | 852261.65 | 0 | 852261.65 | 82 | 10928.14 | 0 | 10928.14
4.04 | Stainless Steel of Size Strap 20mm*0.7mm & Buckle width 20 mm | No | 79937 | 49.36 | 0 | 3945690.32 | 0 | 3945690.32 | 440 | 21718.4 | 0 | 21718.4
4.05 | Insulation Piercing Connectors (IPC) | No | 16785 | 49.36 | 0 | 828507.6 | 0 | 828507.6 | 159 | 7848.24 | 0 | 7848.24
4.06 | Eye Hooks | No | 39968 | 49.36 | 0 | 1972820.48 | 0 | 1972820.48 | 0 | 0 | 0 | 0
5.01 | AERIAL BUNCHED XLPE CABLE 1.1 KV 3C X 50 SQ.MM+1Cx25 SQ. MM.+1x35 SQ. MM. including special accessories for AB cable as specified in Scope of work and as per approved Drawings, technical specifications. | Km | 902 | 155409.96 | 148.08 | 140179783.92 | 133568.16 | 140313352.08 | 0.32 | 49731.1872 | 47.3856 | 49778.5728
5.02 | AERIAL BUNCHED XLPE CABLE 1.1 KV 1Cx 35 SQ MM +1CX16 SQ MM + 25 SQ MM including special accessories for AB cable as specified in Scope of work and as per approved drawings, technical specifications. | Km | 697 | 60564.72 | 148.08 | 42213609.84 | 103211.76 | 42316821.6 | 4.49 | 271935.5928 | 664.8792 | 272600.472
6.01 | Supply of 1-ph Pole mounted service connection box for LT connections (8 connections) | No | 7194 | 987.2 | 19.74 | 7101916.8 | 142009.56 | 7243926.36 | 28 | 27641.6 | 552.72 | 28194.32
6.02 | Supply of 3-ph Pole mounted service connection box for LT connections (4 connections) | No | 799 | 1184.64 | 19.74 | 946527.36 | 15772.26 | 962299.62 | 3 | 3553.92 | 59.22 | 3613.14
6.03 | Supply of 4Cx10 mm2 LT PVC Cable | KM | 14 | 44917.6 | 98.72 | 628846.4 | 1382.08 | 630228.48 | 0.09 | 4042.584 | 8.8848 | 4051.4688
6.04 | Supply of 4Cx16 mm2 LT PVC Cable | KM | 2 | 59232 | 98.72 | 118464 | 197.44 | 118661.44 | 0.01 | 592.32 | 0.9872 | 593.3072
| Total Cost Exculding GST |  |  |  |  | 221385784.23 | 790689.85 | 222176474.08 |  | 467390.814 | 2059.8068 | 469450.6208
| Applicable GST |  |  |  |  | 39849441.1614 | 142324.173 | 39991765.3344 |  | 84130.3465 | 370.7652 | 84501.1117
| Grand Total Including GST |  |  |  |  | 261235225.3914 | 933014.023 | 262168239.4144 |  | 551521.1605 | 2430.572 | 553951.7325

## MOGHAL JGY(332101)
I.Illustration of Price Schedule (Supply of Plant):
Supply, Installation, Testing and Commissioning of LT Aerial Bunched Cable With Its Accessories In Part of Kachchh District (Anjar Circle) in PGVCL under Revamped Reforms-Based and Results-Linked, Distribution Sector Scheme (Package-2).
(Schedule of rates and Prices)
Ex-Works Supply of Materials
Bidder's Name & Address: M/s SES & PPCW(JV),Modasa
Circle - ANJAR Division - ANJAR Sub-Division - ANJAR R-2 Feeder code - 332101 Feeder Name - MOGHAL JGY
|  | LOA | [6 empty] | SURVEY
Sr. No. | Description of Goods | Unit | Quantity | Unit Exworks price in Rs. | Unit F & I Price | Total Exworks price in Rs. | Total Price for F & I | Total Price per line item in Rs. | Quantity | Total Exworks price in Rs. | Total Price for F & I | Total Price per line item in Rs. | Remarks
1.01 | 8 meter long /200 KG PSC Poles (PSC Pole as per state practice) | No. | 3197 | 2359.41 | 98.72 | 7543033.77 | 315607.84 | 7858641.61 | 10 | 23594.1 | 987.2 | 24581.3
1.02 | CAUTION & DANGER BOARD. | No. | 39968 | 83.69 | 0 | 3344921.92 | 0 | 3344921.92 | 10 | 836.9 | 0 | 836.9
1.03 | Barbed wire for anticlimbing device | MT | 64 | 99.71 | 0 | 6381.44 | 0 | 6381.44 | 0.01 | 0.9971 | 0 | 0.9971
2 | Supply of Material for new GUY SET WITH PREFORMED FITTING, Anchor Rod/ Guy Rod - 1 No, Turn Buckel - 1 No, Eye Bolt/I-Rod - 1 No, Stay wire - 7/12 -2.5 kg, LT Guy Insulator –1 No, Guy Clamp – 1 Pair, Nut –Bolt (65x16 mm)-2 Nos.-as per Requirement etc. As per approved drawing | Set | 3997 | 908.22 | 9.87 | 3630155.34 | 39450.39 | 3669605.73 | 10 | 9082.2 | 98.7 | 9180.9
3 | Supply of Material for Coil type Earthing consist of (a) 8 SWG GI wire for earthing coil- 1.7 Kg (b) Rigid PVC Pipe - 20mm dia ( 1.5 Mtr) - 1No (C) Earthing Bolt- 1 No (d) GI Wire No. 8 From Pole Top to Earthing Coil- 1.06 Kg including cost of Coal Salt etc. (20 KG SALT + 20 KG COAL) as per approved drawings, technical specifications and scope of work. | Set | 7994 | 281.35 | 4.94 | 2249111.9 | 39490.36 | 2288602.26 | 84 | 23633.4 | 414.96 | 24048.36
4.01 | Self-tightening anchoring (Dead end) clamp with pole bracket using Stainless Steel Strap & Buckle. | No | 6395 | 133.27 | 0 | 852261.65 | 0 | 852261.65 | 150 | 19990.5 | 0 | 19990.5
4.02 | Self-locking Suspension Clamp with pole bracket using Stainless Steel Strap & Buckle | No | 33573 | 148.08 | 0 | 4971489.84 | 0 | 4971489.84 | 517 | 76557.36 | 0 | 76557.36
4.03 | Pre-Insulated mid span joints for phase, neutral and street light conductors with junction sleeve | No | 6395 | 133.27 | 0 | 852261.65 | 0 | 852261.65 | 196 | 26120.92 | 0 | 26120.92
4.04 | Stainless Steel of Size Strap 20mm*0.7mm & Buckle width 20 mm | No | 79937 | 49.36 | 0 | 3945690.32 | 0 | 3945690.32 | 1004 | 49557.44 | 0 | 49557.44
4.05 | Insulation Piercing Connectors (IPC) | No | 16785 | 49.36 | 0 | 828507.6 | 0 | 828507.6 | 359 | 17720.24 | 0 | 17720.24
4.06 | Eye Hooks | No | 39968 | 49.36 | 0 | 1972820.48 | 0 | 1972820.48 | 0 | 0 | 0 | 0
5.01 | AERIAL BUNCHED XLPE CABLE 1.1 KV 3C X 50 SQ.MM+1Cx25 SQ. MM.+1x35 SQ. MM. including special accessories for AB cable as specified in Scope of work and as per approved Drawings, technical specifications. | Km | 902 | 155409.96 | 148.08 | 140179783.92 | 133568.16 | 140313352.08 | 0.56 | 87029.5776 | 82.9248 | 87112.5024
5.02 | AERIAL BUNCHED XLPE CABLE 1.1 KV 1Cx 35 SQ MM +1CX16 SQ MM + 25 SQ MM including special accessories for AB cable as specified in Scope of work and as per approved drawings, technical specifications. | Km | 697 | 60564.72 | 148.08 | 42213609.84 | 103211.76 | 42316821.6 | 14.56 | 881822.3232 | 2156.0448 | 883978.368
6.01 | Supply of 1-ph Pole mounted service connection box for LT connections (8 connections) | No | 7194 | 987.2 | 19.74 | 7101916.8 | 142009.56 | 7243926.36 | 66 | 65155.2 | 1302.84 | 66458.04
6.02 | Supply of 3-ph Pole mounted service connection box for LT connections (4 connections) | No | 799 | 1184.64 | 19.74 | 946527.36 | 15772.26 | 962299.62 | 15 | 17769.6 | 296.1 | 18065.7
6.03 | Supply of 4Cx10 mm2 LT PVC Cable | KM | 14 | 44917.6 | 98.72 | 628846.4 | 1382.08 | 630228.48 | 0.2 | 8983.52 | 19.744 | 9003.264
6.04 | Supply of 4Cx16 mm2 LT PVC Cable | KM | 2 | 59232 | 98.72 | 118464 | 197.44 | 118661.44 | 0.02 | 1184.64 | 1.9744 | 1186.6144
| Total Cost Exculding GST |  |  |  |  | 221385784.23 | 790689.85 | 222176474.08 |  | 1309038.9179 | 5360.488 | 1314399.4059
| Applicable GST |  |  |  |  | 39849441.1614 | 142324.173 | 39991765.3344 |  | 235627.0052 | 964.8878 | 236591.8931
| Grand Total Including GST |  |  |  |  | 261235225.3914 | 933014.023 | 262168239.4144 |  | 1544665.9231 | 6325.3758 | 1550991.299

## MOR JGY(331905)
I.Illustration of Price Schedule (Supply of Plant):
Supply, Installation, Testing and Commissioning of LT Aerial Bunched Cable With Its Accessories In Part of Kachchh District (Anjar Circle) in PGVCL under Revamped Reforms-Based and Results-Linked, Distribution Sector Scheme (Package-2).
(Schedule of rates and Prices)
Ex-Works Supply of Materials
Bidder's Name & Address: M/s SES & PPCW(JV),Modasa
Circle - ANJAR Division - ANJAR Sub-Division - ANJAR R-1 Feeder code - 331905 Feeder Name - MOR JGY
|  | LOA | [6 empty] | SURVEY
Sr. No. | Description of Goods | Unit | Quantity | Unit Exworks price in Rs. | Unit F & I Price | Total Exworks price in Rs. | Total Price for F & I | Total Price per line item in Rs. | Quantity | Total Exworks price in Rs. | Total Price for F & I | Total Price per line item in Rs. | Remarks
1.01 | 8 meter long /200 KG PSC Poles (PSC Pole as per state practice) | No. | 3197 | 2359.41 | 98.72 | 7543033.77 | 315607.84 | 7858641.61 | 8 | 18875.28 | 789.76 | 19665.04
1.02 | CAUTION & DANGER BOARD. | No. | 39968 | 83.69 | 0 | 3344921.92 | 0 | 3344921.92 | 8 | 669.52 | 0 | 669.52
1.03 | Barbed wire for anticlimbing device | MT | 64 | 99.71 | 0 | 6381.44 | 0 | 6381.44 | 0.01 | 0.9971 | 0 | 0.9971
2 | Supply of Material for new GUY SET WITH PREFORMED FITTING, Anchor Rod/ Guy Rod - 1 No, Turn Buckel - 1 No, Eye Bolt/I-Rod - 1 No, Stay wire - 7/12 -2.5 kg, LT Guy Insulator –1 No, Guy Clamp – 1 Pair, Nut –Bolt (65x16 mm)-2 Nos.-as per Requirement etc. As per approved drawing | Set | 3997 | 908.22 | 9.87 | 3630155.34 | 39450.39 | 3669605.73 | 8 | 7265.76 | 78.96 | 7344.72
3 | Supply of Material for Coil type Earthing consist of (a) 8 SWG GI wire for earthing coil- 1.7 Kg (b) Rigid PVC Pipe - 20mm dia ( 1.5 Mtr) - 1No (C) Earthing Bolt- 1 No (d) GI Wire No. 8 From Pole Top to Earthing Coil- 1.06 Kg including cost of Coal Salt etc. (20 KG SALT + 20 KG COAL) as per approved drawings, technical specifications and scope of work. | Set | 7994 | 281.35 | 4.94 | 2249111.9 | 39490.36 | 2288602.26 | 67 | 18850.45 | 330.98 | 19181.43
4.01 | Self-tightening anchoring (Dead end) clamp with pole bracket using Stainless Steel Strap & Buckle. | No | 6395 | 133.27 | 0 | 852261.65 | 0 | 852261.65 | 124 | 16525.48 | 0 | 16525.48
4.02 | Self-locking Suspension Clamp with pole bracket using Stainless Steel Strap & Buckle | No | 33573 | 148.08 | 0 | 4971489.84 | 0 | 4971489.84 | 408 | 60416.64 | 0 | 60416.64
4.03 | Pre-Insulated mid span joints for phase, neutral and street light conductors with junction sleeve | No | 6395 | 133.27 | 0 | 852261.65 | 0 | 852261.65 | 154 | 20523.58 | 0 | 20523.58
4.04 | Stainless Steel of Size Strap 20mm*0.7mm & Buckle width 20 mm | No | 79937 | 49.36 | 0 | 3945690.32 | 0 | 3945690.32 | 804 | 39685.44 | 0 | 39685.44
4.05 | Insulation Piercing Connectors (IPC) | No | 16785 | 49.36 | 0 | 828507.6 | 0 | 828507.6 | 307 | 15153.52 | 0 | 15153.52
4.06 | Eye Hooks | No | 39968 | 49.36 | 0 | 1972820.48 | 0 | 1972820.48 | 0 | 0 | 0 | 0
5.01 | AERIAL BUNCHED XLPE CABLE 1.1 KV 3C X 50 SQ.MM+1Cx25 SQ. MM.+1x35 SQ. MM. including special accessories for AB cable as specified in Scope of work and as per approved Drawings, technical specifications. | Km | 902 | 155409.96 | 148.08 | 140179783.92 | 133568.16 | 140313352.08 | 8.89 | 1381594.5444 | 1316.4312 | 1382910.9756
5.02 | AERIAL BUNCHED XLPE CABLE 1.1 KV 1Cx 35 SQ MM +1CX16 SQ MM + 25 SQ MM including special accessories for AB cable as specified in Scope of work and as per approved drawings, technical specifications. | Km | 697 | 60564.72 | 148.08 | 42213609.84 | 103211.76 | 42316821.6 | 0 | 0 | 0 | 0
6.01 | Supply of 1-ph Pole mounted service connection box for LT connections (8 connections) | No | 7194 | 987.2 | 19.74 | 7101916.8 | 142009.56 | 7243926.36 | 60 | 59232 | 1184.4 | 60416.4
6.02 | Supply of 3-ph Pole mounted service connection box for LT connections (4 connections) | No | 799 | 1184.64 | 19.74 | 946527.36 | 15772.26 | 962299.62 | 6 | 7107.84 | 118.44 | 7226.28
6.03 | Supply of 4Cx10 mm2 LT PVC Cable | KM | 14 | 44917.6 | 98.72 | 628846.4 | 1382.08 | 630228.48 | 0.17 | 7635.992 | 16.7824 | 7652.7744
6.04 | Supply of 4Cx16 mm2 LT PVC Cable | KM | 2 | 59232 | 98.72 | 118464 | 197.44 | 118661.44 | 0.02 | 1184.64 | 1.9744 | 1186.6144
| Total Cost Exculding GST |  |  |  |  | 221385784.23 | 790689.85 | 222176474.08 |  | 1654721.6835 | 3837.728 | 1658559.4115
| Applicable GST |  |  |  |  | 39849441.1614 | 142324.173 | 39991765.3344 |  | 297849.903 | 690.791 | 298540.6941
| Grand Total Including GST |  |  |  |  | 261235225.3914 | 933014.023 | 262168239.4144 |  | 1952571.5865 | 4528.519 | 1957100.1056

## NAGESHWAR JGY(121917)
I.Illustration of Price Schedule (Supply of Plant):
Supply, Installation, Testing and Commissioning of LT Aerial Bunched Cable With Its Accessories In Part of Kachchh District (Anjar Circle) in PGVCL under Revamped Reforms-Based and Results-Linked, Distribution Sector Scheme (Package-2).
(Schedule of rates and Prices)
Ex-Works Supply of Materials
Bidder's Name & Address: M/s SES & PPCW(JV),Modasa
Circle - ANJAR Division - ANJAR Sub-Division - MEGHPAR (B) Feeder code - 121917 Feeder Name - NAGESHWAR JGY
|  | LOA | [6 empty] | SURVEY
Sr. No. | Description of Goods | Unit | Quantity | Unit Exworks price in Rs. | Unit F & I Price | Total Exworks price in Rs. | Total Price for F & I | Total Price per line item in Rs. | Quantity | Total Exworks price in Rs. | Total Price for F & I | Total Price per line item in Rs. | Remarks
1.01 | 8 meter long /200 KG PSC Poles (PSC Pole as per state practice) | No. | 3197 | 2359.41 | 98.72 | 7543033.77 | 315607.84 | 7858641.61 | 17 | 40109.97 | 1678.24 | 41788.21
1.02 | CAUTION & DANGER BOARD. | No. | 39968 | 83.69 | 0 | 3344921.92 | 0 | 3344921.92 | 17 | 1422.73 | 0 | 1422.73
1.03 | Barbed wire for anticlimbing device | MT | 64 | 99.71 | 0 | 6381.44 | 0 | 6381.44 | 0.02 | 1.9942 | 0 | 1.9942
2 | Supply of Material for new GUY SET WITH PREFORMED FITTING, Anchor Rod/ Guy Rod - 1 No, Turn Buckel - 1 No, Eye Bolt/I-Rod - 1 No, Stay wire - 7/12 -2.5 kg, LT Guy Insulator –1 No, Guy Clamp – 1 Pair, Nut –Bolt (65x16 mm)-2 Nos.-as per Requirement etc. As per approved drawing | Set | 3997 | 908.22 | 9.87 | 3630155.34 | 39450.39 | 3669605.73 | 17 | 15439.74 | 167.79 | 15607.53
3 | Supply of Material for Coil type Earthing consist of (a) 8 SWG GI wire for earthing coil- 1.7 Kg (b) Rigid PVC Pipe - 20mm dia ( 1.5 Mtr) - 1No (C) Earthing Bolt- 1 No (d) GI Wire No. 8 From Pole Top to Earthing Coil- 1.06 Kg including cost of Coal Salt etc. (20 KG SALT + 20 KG COAL) as per approved drawings, technical specifications and scope of work. | Set | 7994 | 281.35 | 4.94 | 2249111.9 | 39490.36 | 2288602.26 | 142 | 39951.7 | 701.48 | 40653.18
4.01 | Self-tightening anchoring (Dead end) clamp with pole bracket using Stainless Steel Strap & Buckle. | No | 6395 | 133.27 | 0 | 852261.65 | 0 | 852261.65 | 249 | 33184.23 | 0 | 33184.23
4.02 | Self-locking Suspension Clamp with pole bracket using Stainless Steel Strap & Buckle | No | 33573 | 148.08 | 0 | 4971489.84 | 0 | 4971489.84 | 880 | 130310.4 | 0 | 130310.4
4.03 | Pre-Insulated mid span joints for phase, neutral and street light conductors with junction sleeve | No | 6395 | 133.27 | 0 | 852261.65 | 0 | 852261.65 | 338 | 45045.26 | 0 | 45045.26
4.04 | Stainless Steel of Size Strap 20mm*0.7mm & Buckle width 20 mm | No | 79937 | 49.36 | 0 | 3945690.32 | 0 | 3945690.32 | 1700 | 83912 | 0 | 83912
4.05 | Insulation Piercing Connectors (IPC) | No | 16785 | 49.36 | 0 | 828507.6 | 0 | 828507.6 | 653 | 32232.08 | 0 | 32232.08
4.06 | Eye Hooks | No | 39968 | 49.36 | 0 | 1972820.48 | 0 | 1972820.48 | 0 | 0 | 0 | 0
5.01 | AERIAL BUNCHED XLPE CABLE 1.1 KV 3C X 50 SQ.MM+1Cx25 SQ. MM.+1x35 SQ. MM. including special accessories for AB cable as specified in Scope of work and as per approved Drawings, technical specifications. | Km | 902 | 155409.96 | 148.08 | 140179783.92 | 133568.16 | 140313352.08 | 20.37 | 3165700.8852 | 3016.3896 | 3168717.2748
5.02 | AERIAL BUNCHED XLPE CABLE 1.1 KV 1Cx 35 SQ MM +1CX16 SQ MM + 25 SQ MM including special accessories for AB cable as specified in Scope of work and as per approved drawings, technical specifications. | Km | 697 | 60564.72 | 148.08 | 42213609.84 | 103211.76 | 42316821.6 | 0.13 | 7873.4136 | 19.2504 | 7892.664
6.01 | Supply of 1-ph Pole mounted service connection box for LT connections (8 connections) | No | 7194 | 987.2 | 19.74 | 7101916.8 | 142009.56 | 7243926.36 | 112 | 110566.4 | 2210.88 | 112777.28
6.02 | Supply of 3-ph Pole mounted service connection box for LT connections (4 connections) | No | 799 | 1184.64 | 19.74 | 946527.36 | 15772.26 | 962299.62 | 21 | 24877.44 | 414.54 | 25291.98
6.03 | Supply of 4Cx10 mm2 LT PVC Cable | KM | 14 | 44917.6 | 98.72 | 628846.4 | 1382.08 | 630228.48 | 0.34 | 15271.984 | 33.5648 | 15305.5488
6.04 | Supply of 4Cx16 mm2 LT PVC Cable | KM | 2 | 59232 | 98.72 | 118464 | 197.44 | 118661.44 | 0.04 | 2369.28 | 3.9488 | 2373.2288
| Total Cost Exculding GST |  |  |  |  | 221385784.23 | 790689.85 | 222176474.08 |  | 3748269.507 | 8246.0836 | 3756515.5906
| Applicable GST |  |  |  |  | 39849441.1614 | 142324.173 | 39991765.3344 |  | 674688.5113 | 1484.295 | 676172.8063
| Grand Total Including GST |  |  |  |  | 261235225.3914 | 933014.023 | 262168239.4144 |  | 4422958.0183 | 9730.3786 | 4432688.3969

## NAVRATNA JGY(121920)
I.Illustration of Price Schedule (Supply of Plant):
Supply, Installation, Testing and Commissioning of LT Aerial Bunched Cable With Its Accessories In Part of Kachchh District (Anjar Circle) in PGVCL under Revamped Reforms-Based and Results-Linked, Distribution Sector Scheme (Package-2).
(Schedule of rates and Prices)
Ex-Works Supply of Materials
Bidder's Name & Address: M/s SES & PPCW(JV),Modasa
Circle - ANJAR Division - ANJAR Sub-Division - MEGHPAR (B) Feeder code - 121920 Feeder Name - NAVRATNA JGY
|  | LOA | [6 empty] | SURVEY
Sr. No. | Description of Goods | Unit | Quantity | Unit Exworks price in Rs. | Unit F & I Price | Total Exworks price in Rs. | Total Price for F & I | Total Price per line item in Rs. | Quantity | Total Exworks price in Rs. | Total Price for F & I | Total Price per line item in Rs. | Remarks
1.01 | 8 meter long /200 KG PSC Poles (PSC Pole as per state practice) | No. | 3197 | 2359.41 | 98.72 | 7543033.77 | 315607.84 | 7858641.61 | 30 | 70782.3 | 2961.6 | 73743.9
1.02 | CAUTION & DANGER BOARD. | No. | 39968 | 83.69 | 0 | 3344921.92 | 0 | 3344921.92 | 30 | 2510.7 | 0 | 2510.7
1.03 | Barbed wire for anticlimbing device | MT | 64 | 99.71 | 0 | 6381.44 | 0 | 6381.44 | 0.03 | 2.9913 | 0 | 2.9913
2 | Supply of Material for new GUY SET WITH PREFORMED FITTING, Anchor Rod/ Guy Rod - 1 No, Turn Buckel - 1 No, Eye Bolt/I-Rod - 1 No, Stay wire - 7/12 -2.5 kg, LT Guy Insulator –1 No, Guy Clamp – 1 Pair, Nut –Bolt (65x16 mm)-2 Nos.-as per Requirement etc. As per approved drawing | Set | 3997 | 908.22 | 9.87 | 3630155.34 | 39450.39 | 3669605.73 | 30 | 27246.6 | 296.1 | 27542.7
3 | Supply of Material for Coil type Earthing consist of (a) 8 SWG GI wire for earthing coil- 1.7 Kg (b) Rigid PVC Pipe - 20mm dia ( 1.5 Mtr) - 1No (C) Earthing Bolt- 1 No (d) GI Wire No. 8 From Pole Top to Earthing Coil- 1.06 Kg including cost of Coal Salt etc. (20 KG SALT + 20 KG COAL) as per approved drawings, technical specifications and scope of work. | Set | 7994 | 281.35 | 4.94 | 2249111.9 | 39490.36 | 2288602.26 | 239 | 67242.65 | 1180.66 | 68423.31
4.01 | Self-tightening anchoring (Dead end) clamp with pole bracket using Stainless Steel Strap & Buckle. | No | 6395 | 133.27 | 0 | 852261.65 | 0 | 852261.65 | 390 | 51975.3 | 0 | 51975.3
4.02 | Self-locking Suspension Clamp with pole bracket using Stainless Steel Strap & Buckle | No | 33573 | 148.08 | 0 | 4971489.84 | 0 | 4971489.84 | 1488 | 220343.04 | 0 | 220343.04
4.03 | Pre-Insulated mid span joints for phase, neutral and street light conductors with junction sleeve | No | 6395 | 133.27 | 0 | 852261.65 | 0 | 852261.65 | 556 | 74098.12 | 0 | 74098.12
4.04 | Stainless Steel of Size Strap 20mm*0.7mm & Buckle width 20 mm | No | 79937 | 49.36 | 0 | 3945690.32 | 0 | 3945690.32 | 2876 | 141959.36 | 0 | 141959.36
4.05 | Insulation Piercing Connectors (IPC) | No | 16785 | 49.36 | 0 | 828507.6 | 0 | 828507.6 | 1106 | 54592.16 | 0 | 54592.16
4.06 | Eye Hooks | No | 39968 | 49.36 | 0 | 1972820.48 | 0 | 1972820.48 | 0 | 0 | 0 | 0
5.01 | AERIAL BUNCHED XLPE CABLE 1.1 KV 3C X 50 SQ.MM+1Cx25 SQ. MM.+1x35 SQ. MM. including special accessories for AB cable as specified in Scope of work and as per approved Drawings, technical specifications. | Km | 902 | 155409.96 | 148.08 | 140179783.92 | 133568.16 | 140313352.08 | 31.66 | 4920279.3336 | 4688.2128 | 4924967.5464
5.02 | AERIAL BUNCHED XLPE CABLE 1.1 KV 1Cx 35 SQ MM +1CX16 SQ MM + 25 SQ MM including special accessories for AB cable as specified in Scope of work and as per approved drawings, technical specifications. | Km | 697 | 60564.72 | 148.08 | 42213609.84 | 103211.76 | 42316821.6 | 0.83 | 50268.7176 | 122.9064 | 50391.624
6.01 | Supply of 1-ph Pole mounted service connection box for LT connections (8 connections) | No | 7194 | 987.2 | 19.74 | 7101916.8 | 142009.56 | 7243926.36 | 170 | 167824 | 3355.8 | 171179.8
6.02 | Supply of 3-ph Pole mounted service connection box for LT connections (4 connections) | No | 799 | 1184.64 | 19.74 | 946527.36 | 15772.26 | 962299.62 | 34 | 40277.76 | 671.16 | 40948.92
6.03 | Supply of 4Cx10 mm2 LT PVC Cable | KM | 14 | 44917.6 | 98.72 | 628846.4 | 1382.08 | 630228.48 | 0.57 | 25603.032 | 56.2704 | 25659.3024
6.04 | Supply of 4Cx16 mm2 LT PVC Cable | KM | 2 | 59232 | 98.72 | 118464 | 197.44 | 118661.44 | 0.07 | 4146.24 | 6.9104 | 4153.1504
| Total Cost Exculding GST |  |  |  |  | 221385784.23 | 790689.85 | 222176474.08 |  | 5919152.3045 | 13339.62 | 5932491.9245
| Applicable GST |  |  |  |  | 39849441.1614 | 142324.173 | 39991765.3344 |  | 1065447.4148 | 2401.1316 | 1067848.5464
| Grand Total Including GST |  |  |  |  | 261235225.3914 | 933014.023 | 262168239.4144 |  | 6984599.7193 | 15740.7516 | 7000340.4709

## NAYA ANJAR(74102)
I.Illustration of Price Schedule (Supply of Plant):
Supply, Installation, Testing and Commissioning of LT Aerial Bunched Cable With Its Accessories In Part of Kachchh District (Anjar Circle) in PGVCL under Revamped Reforms-Based and Results-Linked, Distribution Sector Scheme (Package-2).
(Schedule of rates and Prices)
Ex-Works Supply of Materials
Bidder's Name & Address: M/s SES & PPCW(JV),Modasa
Circle - ANJAR Division - ANJAR Sub-Division - ANJAR CITY Feeder code - 74102 Feeder Name - NAYA ANJAR
|  | LOA | [6 empty] | SURVEY
Sr. No. | Description of Goods | Unit | Quantity | Unit Exworks price in Rs. | Unit F & I Price | Total Exworks price in Rs. | Total Price for F & I | Total Price per line item in Rs. | Quantity | Total Exworks price in Rs. | Total Price for F & I | Total Price per line item in Rs. | Remarks
1.01 | 8 meter long /200 KG PSC Poles (PSC Pole as per state practice) | No. | 3197 | 2359.41 | 98.72 | 7543033.77 | 315607.84 | 7858641.61 | 8 | 18875.28 | 789.76 | 19665.04
1.02 | CAUTION & DANGER BOARD. | No. | 39968 | 83.69 | 0 | 3344921.92 | 0 | 3344921.92 | 8 | 669.52 | 0 | 669.52
1.03 | Barbed wire for anticlimbing device | MT | 64 | 99.71 | 0 | 6381.44 | 0 | 6381.44 | 0.01 | 0.9971 | 0 | 0.9971
2 | Supply of Material for new GUY SET WITH PREFORMED FITTING, Anchor Rod/ Guy Rod - 1 No, Turn Buckel - 1 No, Eye Bolt/I-Rod - 1 No, Stay wire - 7/12 -2.5 kg, LT Guy Insulator –1 No, Guy Clamp – 1 Pair, Nut –Bolt (65x16 mm)-2 Nos.-as per Requirement etc. As per approved drawing | Set | 3997 | 908.22 | 9.87 | 3630155.34 | 39450.39 | 3669605.73 | 8 | 7265.76 | 78.96 | 7344.72
3 | Supply of Material for Coil type Earthing consist of (a) 8 SWG GI wire for earthing coil- 1.7 Kg (b) Rigid PVC Pipe - 20mm dia ( 1.5 Mtr) - 1No (C) Earthing Bolt- 1 No (d) GI Wire No. 8 From Pole Top to Earthing Coil- 1.06 Kg including cost of Coal Salt etc. (20 KG SALT + 20 KG COAL) as per approved drawings, technical specifications and scope of work. | Set | 7994 | 281.35 | 4.94 | 2249111.9 | 39490.36 | 2288602.26 | 69 | 19413.15 | 340.86 | 19754.01
4.01 | Self-tightening anchoring (Dead end) clamp with pole bracket using Stainless Steel Strap & Buckle. | No | 6395 | 133.27 | 0 | 852261.65 | 0 | 852261.65 | 120 | 15992.4 | 0 | 15992.4
4.02 | Self-locking Suspension Clamp with pole bracket using Stainless Steel Strap & Buckle | No | 33573 | 148.08 | 0 | 4971489.84 | 0 | 4971489.84 | 420 | 62193.6 | 0 | 62193.6
4.03 | Pre-Insulated mid span joints for phase, neutral and street light conductors with junction sleeve | No | 6395 | 133.27 | 0 | 852261.65 | 0 | 852261.65 | 160 | 21323.2 | 0 | 21323.2
4.04 | Stainless Steel of Size Strap 20mm*0.7mm & Buckle width 20 mm | No | 79937 | 49.36 | 0 | 3945690.32 | 0 | 3945690.32 | 818 | 40376.48 | 0 | 40376.48
4.05 | Insulation Piercing Connectors (IPC) | No | 16785 | 49.36 | 0 | 828507.6 | 0 | 828507.6 | 308 | 15202.88 | 0 | 15202.88
4.06 | Eye Hooks | No | 39968 | 49.36 | 0 | 1972820.48 | 0 | 1972820.48 | 0 | 0 | 0 | 0
5.01 | AERIAL BUNCHED XLPE CABLE 1.1 KV 3C X 50 SQ.MM+1Cx25 SQ. MM.+1x35 SQ. MM. including special accessories for AB cable as specified in Scope of work and as per approved Drawings, technical specifications. | Km | 902 | 155409.96 | 148.08 | 140179783.92 | 133568.16 | 140313352.08 | 9.54 | 1482611.0184 | 1412.6832 | 1484023.7016
5.02 | AERIAL BUNCHED XLPE CABLE 1.1 KV 1Cx 35 SQ MM +1CX16 SQ MM + 25 SQ MM including special accessories for AB cable as specified in Scope of work and as per approved drawings, technical specifications. | Km | 697 | 60564.72 | 148.08 | 42213609.84 | 103211.76 | 42316821.6 | 0 | 0 | 0 | 0
6.01 | Supply of 1-ph Pole mounted service connection box for LT connections (8 connections) | No | 7194 | 987.2 | 19.74 | 7101916.8 | 142009.56 | 7243926.36 | 61 | 60219.2 | 1204.14 | 61423.34
6.02 | Supply of 3-ph Pole mounted service connection box for LT connections (4 connections) | No | 799 | 1184.64 | 19.74 | 946527.36 | 15772.26 | 962299.62 | 11 | 13031.04 | 217.14 | 13248.18
6.03 | Supply of 4Cx10 mm2 LT PVC Cable | KM | 14 | 44917.6 | 98.72 | 628846.4 | 1382.08 | 630228.48 | 0.15 | 6737.64 | 14.808 | 6752.448
6.04 | Supply of 4Cx16 mm2 LT PVC Cable | KM | 2 | 59232 | 98.72 | 118464 | 197.44 | 118661.44 | 0.02 | 1184.64 | 1.9744 | 1186.6144
| Total Cost Exculding GST |  |  |  |  | 221385784.23 | 790689.85 | 222176474.08 |  | 1765096.8055 | 4060.3256 | 1769157.1311
| Applicable GST |  |  |  |  | 39849441.1614 | 142324.173 | 39991765.3344 |  | 317717.425 | 730.8586 | 318448.2836
| Grand Total Including GST |  |  |  |  | 261235225.3914 | 933014.023 | 262168239.4144 |  | 2082814.2305 | 4791.1842 | 2087605.4147

## NILKANTH(74717)
I.Illustration of Price Schedule (Supply of Plant):
Supply, Installation, Testing and Commissioning of LT Aerial Bunched Cable With Its Accessories In Part of Kachchh District (Anjar Circle) in PGVCL under Revamped Reforms-Based and Results-Linked, Distribution Sector Scheme (Package-2).
(Schedule of rates and Prices)
Ex-Works Supply of Materials
Bidder's Name & Address: M/s SES & PPCW(JV),Modasa
Circle - ANJAR Division - ANJAR Sub-Division - ANJAR R-1 Feeder code - 74717 Feeder Name - NILKANTH
|  | LOA | [6 empty] | SURVEY
Sr. No. | Description of Goods | Unit | Quantity | Unit Exworks price in Rs. | Unit F & I Price | Total Exworks price in Rs. | Total Price for F & I | Total Price per line item in Rs. | Quantity | Total Exworks price in Rs. | Total Price for F & I | Total Price per line item in Rs. | Remarks
1.01 | 8 meter long /200 KG PSC Poles (PSC Pole as per state practice) | No. | 3197 | 2359.41 | 98.72 | 7543033.77 | 315607.84 | 7858641.61 | 7 | 16515.87 | 691.04 | 17206.91
1.02 | CAUTION & DANGER BOARD. | No. | 39968 | 83.69 | 0 | 3344921.92 | 0 | 3344921.92 | 7 | 585.83 | 0 | 585.83
1.03 | Barbed wire for anticlimbing device | MT | 64 | 99.71 | 0 | 6381.44 | 0 | 6381.44 | 0.01 | 0.9971 | 0 | 0.9971
2 | Supply of Material for new GUY SET WITH PREFORMED FITTING, Anchor Rod/ Guy Rod - 1 No, Turn Buckel - 1 No, Eye Bolt/I-Rod - 1 No, Stay wire - 7/12 -2.5 kg, LT Guy Insulator –1 No, Guy Clamp – 1 Pair, Nut –Bolt (65x16 mm)-2 Nos.-as per Requirement etc. As per approved drawing | Set | 3997 | 908.22 | 9.87 | 3630155.34 | 39450.39 | 3669605.73 | 7 | 6357.54 | 69.09 | 6426.63
3 | Supply of Material for Coil type Earthing consist of (a) 8 SWG GI wire for earthing coil- 1.7 Kg (b) Rigid PVC Pipe - 20mm dia ( 1.5 Mtr) - 1No (C) Earthing Bolt- 1 No (d) GI Wire No. 8 From Pole Top to Earthing Coil- 1.06 Kg including cost of Coal Salt etc. (20 KG SALT + 20 KG COAL) as per approved drawings, technical specifications and scope of work. | Set | 7994 | 281.35 | 4.94 | 2249111.9 | 39490.36 | 2288602.26 | 62 | 17443.7 | 306.28 | 17749.98
4.01 | Self-tightening anchoring (Dead end) clamp with pole bracket using Stainless Steel Strap & Buckle. | No | 6395 | 133.27 | 0 | 852261.65 | 0 | 852261.65 | 112 | 14926.24 | 0 | 14926.24
4.02 | Self-locking Suspension Clamp with pole bracket using Stainless Steel Strap & Buckle | No | 33573 | 148.08 | 0 | 4971489.84 | 0 | 4971489.84 | 395 | 58491.6 | 0 | 58491.6
4.03 | Pre-Insulated mid span joints for phase, neutral and street light conductors with junction sleeve | No | 6395 | 133.27 | 0 | 852261.65 | 0 | 852261.65 | 142 | 18924.34 | 0 | 18924.34
4.04 | Stainless Steel of Size Strap 20mm*0.7mm & Buckle width 20 mm | No | 79937 | 49.36 | 0 | 3945690.32 | 0 | 3945690.32 | 760 | 37513.6 | 0 | 37513.6
4.05 | Insulation Piercing Connectors (IPC) | No | 16785 | 49.36 | 0 | 828507.6 | 0 | 828507.6 | 291 | 14363.76 | 0 | 14363.76
4.06 | Eye Hooks | No | 39968 | 49.36 | 0 | 1972820.48 | 0 | 1972820.48 | 0 | 0 | 0 | 0
5.01 | AERIAL BUNCHED XLPE CABLE 1.1 KV 3C X 50 SQ.MM+1Cx25 SQ. MM.+1x35 SQ. MM. including special accessories for AB cable as specified in Scope of work and as per approved Drawings, technical specifications. | Km | 902 | 155409.96 | 148.08 | 140179783.92 | 133568.16 | 140313352.08 | 1.24 | 192708.3504 | 183.6192 | 192891.9696
5.02 | AERIAL BUNCHED XLPE CABLE 1.1 KV 1Cx 35 SQ MM +1CX16 SQ MM + 25 SQ MM including special accessories for AB cable as specified in Scope of work and as per approved drawings, technical specifications. | Km | 697 | 60564.72 | 148.08 | 42213609.84 | 103211.76 | 42316821.6 | 9.13 | 552955.8936 | 1351.9704 | 554307.864
6.01 | Supply of 1-ph Pole mounted service connection box for LT connections (8 connections) | No | 7194 | 987.2 | 19.74 | 7101916.8 | 142009.56 | 7243926.36 | 45 | 44424 | 888.3 | 45312.3
6.02 | Supply of 3-ph Pole mounted service connection box for LT connections (4 connections) | No | 799 | 1184.64 | 19.74 | 946527.36 | 15772.26 | 962299.62 | 10 | 11846.4 | 197.4 | 12043.8
6.03 | Supply of 4Cx10 mm2 LT PVC Cable | KM | 14 | 44917.6 | 98.72 | 628846.4 | 1382.08 | 630228.48 | 0.16 | 7186.816 | 15.7952 | 7202.6112
6.04 | Supply of 4Cx16 mm2 LT PVC Cable | KM | 2 | 59232 | 98.72 | 118464 | 197.44 | 118661.44 | 0.02 | 1184.64 | 1.9744 | 1186.6144
| Total Cost Exculding GST |  |  |  |  | 221385784.23 | 790689.85 | 222176474.08 |  | 995429.5771 | 3705.4692 | 999135.0463
| Applicable GST |  |  |  |  | 39849441.1614 | 142324.173 | 39991765.3344 |  | 179177.3239 | 666.9845 | 179844.3083
| Grand Total Including GST |  |  |  |  | 261235225.3914 | 933014.023 | 262168239.4144 |  | 1174606.901 | 4372.4537 | 1178979.3546

## PANTIYA JGY(157006)
I.Illustration of Price Schedule (Supply of Plant):
Supply, Installation, Testing and Commissioning of LT Aerial Bunched Cable With Its Accessories In Part of Kachchh District (Anjar Circle) in PGVCL under Revamped Reforms-Based and Results-Linked, Distribution Sector Scheme (Package-2).
(Schedule of rates and Prices)
Ex-Works Supply of Materials
Bidder's Name & Address: M/s SES & PPCW(JV),Modasa
Circle - ANJAR Division - ANJAR Sub-Division - ANJAR R-1 Feeder code - 157006 Feeder Name - PANTIYA JGY
|  | LOA | [6 empty] | SURVEY
Sr. No. | Description of Goods | Unit | Quantity | Unit Exworks price in Rs. | Unit F & I Price | Total Exworks price in Rs. | Total Price for F & I | Total Price per line item in Rs. | Quantity | Total Exworks price in Rs. | Total Price for F & I | Total Price per line item in Rs. | Remarks
1.01 | 8 meter long /200 KG PSC Poles (PSC Pole as per state practice) | No. | 3197 | 2359.41 | 98.72 | 7543033.77 | 315607.84 | 7858641.61 | 4 | 9437.64 | 394.88 | 9832.52
1.02 | CAUTION & DANGER BOARD. | No. | 39968 | 83.69 | 0 | 3344921.92 | 0 | 3344921.92 | 4 | 334.76 | 0 | 334.76
1.03 | Barbed wire for anticlimbing device | MT | 64 | 99.71 | 0 | 6381.44 | 0 | 6381.44 | 0 | 0 | 0 | 0
2 | Supply of Material for new GUY SET WITH PREFORMED FITTING, Anchor Rod/ Guy Rod - 1 No, Turn Buckel - 1 No, Eye Bolt/I-Rod - 1 No, Stay wire - 7/12 -2.5 kg, LT Guy Insulator –1 No, Guy Clamp – 1 Pair, Nut –Bolt (65x16 mm)-2 Nos.-as per Requirement etc. As per approved drawing | Set | 3997 | 908.22 | 9.87 | 3630155.34 | 39450.39 | 3669605.73 | 4 | 3632.88 | 39.48 | 3672.36
3 | Supply of Material for Coil type Earthing consist of (a) 8 SWG GI wire for earthing coil- 1.7 Kg (b) Rigid PVC Pipe - 20mm dia ( 1.5 Mtr) - 1No (C) Earthing Bolt- 1 No (d) GI Wire No. 8 From Pole Top to Earthing Coil- 1.06 Kg including cost of Coal Salt etc. (20 KG SALT + 20 KG COAL) as per approved drawings, technical specifications and scope of work. | Set | 7994 | 281.35 | 4.94 | 2249111.9 | 39490.36 | 2288602.26 | 31 | 8721.85 | 153.14 | 8874.99
4.01 | Self-tightening anchoring (Dead end) clamp with pole bracket using Stainless Steel Strap & Buckle. | No | 6395 | 133.27 | 0 | 852261.65 | 0 | 852261.65 | 53 | 7063.31 | 0 | 7063.31
4.02 | Self-locking Suspension Clamp with pole bracket using Stainless Steel Strap & Buckle | No | 33573 | 148.08 | 0 | 4971489.84 | 0 | 4971489.84 | 187 | 27690.96 | 0 | 27690.96
4.03 | Pre-Insulated mid span joints for phase, neutral and street light conductors with junction sleeve | No | 6395 | 133.27 | 0 | 852261.65 | 0 | 852261.65 | 76 | 10128.52 | 0 | 10128.52
4.04 | Stainless Steel of Size Strap 20mm*0.7mm & Buckle width 20 mm | No | 79937 | 49.36 | 0 | 3945690.32 | 0 | 3945690.32 | 370 | 18263.2 | 0 | 18263.2
4.05 | Insulation Piercing Connectors (IPC) | No | 16785 | 49.36 | 0 | 828507.6 | 0 | 828507.6 | 128 | 6318.08 | 0 | 6318.08
4.06 | Eye Hooks | No | 39968 | 49.36 | 0 | 1972820.48 | 0 | 1972820.48 | 0 | 0 | 0 | 0
5.01 | AERIAL BUNCHED XLPE CABLE 1.1 KV 3C X 50 SQ.MM+1Cx25 SQ. MM.+1x35 SQ. MM. including special accessories for AB cable as specified in Scope of work and as per approved Drawings, technical specifications. | Km | 902 | 155409.96 | 148.08 | 140179783.92 | 133568.16 | 140313352.08 | 0 | 0 | 0 | 0
5.02 | AERIAL BUNCHED XLPE CABLE 1.1 KV 1Cx 35 SQ MM +1CX16 SQ MM + 25 SQ MM including special accessories for AB cable as specified in Scope of work and as per approved drawings, technical specifications. | Km | 697 | 60564.72 | 148.08 | 42213609.84 | 103211.76 | 42316821.6 | 4.71 | 285259.8312 | 697.4568 | 285957.288
6.01 | Supply of 1-ph Pole mounted service connection box for LT connections (8 connections) | No | 7194 | 987.2 | 19.74 | 7101916.8 | 142009.56 | 7243926.36 | 25 | 24680 | 493.5 | 25173.5
6.02 | Supply of 3-ph Pole mounted service connection box for LT connections (4 connections) | No | 799 | 1184.64 | 19.74 | 946527.36 | 15772.26 | 962299.62 | 2 | 2369.28 | 39.48 | 2408.76
6.03 | Supply of 4Cx10 mm2 LT PVC Cable | KM | 14 | 44917.6 | 98.72 | 628846.4 | 1382.08 | 630228.48 | 0.08 | 3593.408 | 7.8976 | 3601.3056
6.04 | Supply of 4Cx16 mm2 LT PVC Cable | KM | 2 | 59232 | 98.72 | 118464 | 197.44 | 118661.44 | 0.01 | 592.32 | 0.9872 | 593.3072
| Total Cost Exculding GST |  |  |  |  | 221385784.23 | 790689.85 | 222176474.08 |  | 408086.0392 | 1826.8216 | 409912.8608
| Applicable GST |  |  |  |  | 39849441.1614 | 142324.173 | 39991765.3344 |  | 73455.4871 | 328.8279 | 73784.3149
| Grand Total Including GST |  |  |  |  | 261235225.3914 | 933014.023 | 262168239.4144 |  | 481541.5263 | 2155.6495 | 483697.1757

## PASUDA JGY(332001)
I.Illustration of Price Schedule (Supply of Plant):
Supply, Installation, Testing and Commissioning of LT Aerial Bunched Cable With Its Accessories In Part of Kachchh District (Anjar Circle) in PGVCL under Revamped Reforms-Based and Results-Linked, Distribution Sector Scheme (Package-2).
(Schedule of rates and Prices)
Ex-Works Supply of Materials
Bidder's Name & Address: M/s SES & PPCW(JV),Modasa
Circle - ANJAR Division - ANJAR Sub-Division - ANJAR R-2 Feeder code - 332001 Feeder Name - PASUDA JGY
|  | LOA | [6 empty] | SURVEY
Sr. No. | Description of Goods | Unit | Quantity | Unit Exworks price in Rs. | Unit F & I Price | Total Exworks price in Rs. | Total Price for F & I | Total Price per line item in Rs. | Quantity | Total Exworks price in Rs. | Total Price for F & I | Total Price per line item in Rs. | Remarks
1.01 | 8 meter long /200 KG PSC Poles (PSC Pole as per state practice) | No. | 3197 | 2359.41 | 98.72 | 7543033.77 | 315607.84 | 7858641.61 | 2 | 4718.82 | 197.44 | 4916.26
1.02 | CAUTION & DANGER BOARD. | No. | 39968 | 83.69 | 0 | 3344921.92 | 0 | 3344921.92 | 2 | 167.38 | 0 | 167.38
1.03 | Barbed wire for anticlimbing device | MT | 64 | 99.71 | 0 | 6381.44 | 0 | 6381.44 | 0 | 0 | 0 | 0
2 | Supply of Material for new GUY SET WITH PREFORMED FITTING, Anchor Rod/ Guy Rod - 1 No, Turn Buckel - 1 No, Eye Bolt/I-Rod - 1 No, Stay wire - 7/12 -2.5 kg, LT Guy Insulator –1 No, Guy Clamp – 1 Pair, Nut –Bolt (65x16 mm)-2 Nos.-as per Requirement etc. As per approved drawing | Set | 3997 | 908.22 | 9.87 | 3630155.34 | 39450.39 | 3669605.73 | 2 | 1816.44 | 19.74 | 1836.18
3 | Supply of Material for Coil type Earthing consist of (a) 8 SWG GI wire for earthing coil- 1.7 Kg (b) Rigid PVC Pipe - 20mm dia ( 1.5 Mtr) - 1No (C) Earthing Bolt- 1 No (d) GI Wire No. 8 From Pole Top to Earthing Coil- 1.06 Kg including cost of Coal Salt etc. (20 KG SALT + 20 KG COAL) as per approved drawings, technical specifications and scope of work. | Set | 7994 | 281.35 | 4.94 | 2249111.9 | 39490.36 | 2288602.26 | 15 | 4220.25 | 74.1 | 4294.35
4.01 | Self-tightening anchoring (Dead end) clamp with pole bracket using Stainless Steel Strap & Buckle. | No | 6395 | 133.27 | 0 | 852261.65 | 0 | 852261.65 | 24 | 3198.48 | 0 | 3198.48
4.02 | Self-locking Suspension Clamp with pole bracket using Stainless Steel Strap & Buckle | No | 33573 | 148.08 | 0 | 4971489.84 | 0 | 4971489.84 | 88 | 13031.04 | 0 | 13031.04
4.03 | Pre-Insulated mid span joints for phase, neutral and street light conductors with junction sleeve | No | 6395 | 133.27 | 0 | 852261.65 | 0 | 852261.65 | 36 | 4797.72 | 0 | 4797.72
4.04 | Stainless Steel of Size Strap 20mm*0.7mm & Buckle width 20 mm | No | 79937 | 49.36 | 0 | 3945690.32 | 0 | 3945690.32 | 174 | 8588.64 | 0 | 8588.64
4.05 | Insulation Piercing Connectors (IPC) | No | 16785 | 49.36 | 0 | 828507.6 | 0 | 828507.6 | 65 | 3208.4 | 0 | 3208.4
4.06 | Eye Hooks | No | 39968 | 49.36 | 0 | 1972820.48 | 0 | 1972820.48 | 0 | 0 | 0 | 0
5.01 | AERIAL BUNCHED XLPE CABLE 1.1 KV 3C X 50 SQ.MM+1Cx25 SQ. MM.+1x35 SQ. MM. including special accessories for AB cable as specified in Scope of work and as per approved Drawings, technical specifications. | Km | 902 | 155409.96 | 148.08 | 140179783.92 | 133568.16 | 140313352.08 | 0 | 0 | 0 | 0
5.02 | AERIAL BUNCHED XLPE CABLE 1.1 KV 1Cx 35 SQ MM +1CX16 SQ MM + 25 SQ MM including special accessories for AB cable as specified in Scope of work and as per approved drawings, technical specifications. | Km | 697 | 60564.72 | 148.08 | 42213609.84 | 103211.76 | 42316821.6 | 2.85 | 172609.452 | 422.028 | 173031.48
6.01 | Supply of 1-ph Pole mounted service connection box for LT connections (8 connections) | No | 7194 | 987.2 | 19.74 | 7101916.8 | 142009.56 | 7243926.36 | 11 | 10859.2 | 217.14 | 11076.34
6.02 | Supply of 3-ph Pole mounted service connection box for LT connections (4 connections) | No | 799 | 1184.64 | 19.74 | 946527.36 | 15772.26 | 962299.62 | 3 | 3553.92 | 59.22 | 3613.14
6.03 | Supply of 4Cx10 mm2 LT PVC Cable | KM | 14 | 44917.6 | 98.72 | 628846.4 | 1382.08 | 630228.48 | 0.04 | 1796.704 | 3.9488 | 1800.6528
6.04 | Supply of 4Cx16 mm2 LT PVC Cable | KM | 2 | 59232 | 98.72 | 118464 | 197.44 | 118661.44 | 0 | 0 | 0 | 0
| Total Cost Exculding GST |  |  |  |  | 221385784.23 | 790689.85 | 222176474.08 |  | 232566.446 | 993.6168 | 233560.0628
| Applicable GST |  |  |  |  | 39849441.1614 | 142324.173 | 39991765.3344 |  | 41861.9603 | 178.851 | 42040.8113
| Grand Total Including GST |  |  |  |  | 261235225.3914 | 933014.023 | 262168239.4144 |  | 274428.4063 | 1172.4678 | 275600.8741

## RAILWAY URBAN(74126)
I.Illustration of Price Schedule (Supply of Plant):
Supply, Installation, Testing and Commissioning of LT Aerial Bunched Cable With Its Accessories In Part of Kachchh District (Anjar Circle) in PGVCL under Revamped Reforms-Based and Results-Linked, Distribution Sector Scheme (Package-2).
(Schedule of rates and Prices)
Ex-Works Supply of Materials
Bidder's Name & Address: M/s SES & PPCW(JV),Modasa
Circle - ANJAR Division - ANJAR Sub-Division - ANJAR CITY Feeder code - 74126 Feeder Name - RAILWAY URBAN
|  | LOA | [6 empty] | SURVEY
Sr. No. | Description of Goods | Unit | Quantity | Unit Exworks price in Rs. | Unit F & I Price | Total Exworks price in Rs. | Total Price for F & I | Total Price per line item in Rs. | Quantity | Total Exworks price in Rs. | Total Price for F & I | Total Price per line item in Rs. | Remarks
1.01 | 8 meter long /200 KG PSC Poles (PSC Pole as per state practice) | No. | 3197 | 2359.41 | 98.72 | 7543033.77 | 315607.84 | 7858641.61 | 16 | 37750.56 | 1579.52 | 39330.08
1.02 | CAUTION & DANGER BOARD. | No. | 39968 | 83.69 | 0 | 3344921.92 | 0 | 3344921.92 | 16 | 1339.04 | 0 | 1339.04
1.03 | Barbed wire for anticlimbing device | MT | 64 | 99.71 | 0 | 6381.44 | 0 | 6381.44 | 0.02 | 1.9942 | 0 | 1.9942
2 | Supply of Material for new GUY SET WITH PREFORMED FITTING, Anchor Rod/ Guy Rod - 1 No, Turn Buckel - 1 No, Eye Bolt/I-Rod - 1 No, Stay wire - 7/12 -2.5 kg, LT Guy Insulator –1 No, Guy Clamp – 1 Pair, Nut –Bolt (65x16 mm)-2 Nos.-as per Requirement etc. As per approved drawing | Set | 3997 | 908.22 | 9.87 | 3630155.34 | 39450.39 | 3669605.73 | 16 | 14531.52 | 157.92 | 14689.44
3 | Supply of Material for Coil type Earthing consist of (a) 8 SWG GI wire for earthing coil- 1.7 Kg (b) Rigid PVC Pipe - 20mm dia ( 1.5 Mtr) - 1No (C) Earthing Bolt- 1 No (d) GI Wire No. 8 From Pole Top to Earthing Coil- 1.06 Kg including cost of Coal Salt etc. (20 KG SALT + 20 KG COAL) as per approved drawings, technical specifications and scope of work. | Set | 7994 | 281.35 | 4.94 | 2249111.9 | 39490.36 | 2288602.26 | 129 | 36294.15 | 637.26 | 36931.41
4.01 | Self-tightening anchoring (Dead end) clamp with pole bracket using Stainless Steel Strap & Buckle. | No | 6395 | 133.27 | 0 | 852261.65 | 0 | 852261.65 | 226 | 30119.02 | 0 | 30119.02
4.02 | Self-locking Suspension Clamp with pole bracket using Stainless Steel Strap & Buckle | No | 33573 | 148.08 | 0 | 4971489.84 | 0 | 4971489.84 | 800 | 118464 | 0 | 118464
4.03 | Pre-Insulated mid span joints for phase, neutral and street light conductors with junction sleeve | No | 6395 | 133.27 | 0 | 852261.65 | 0 | 852261.65 | 302 | 40247.54 | 0 | 40247.54
4.04 | Stainless Steel of Size Strap 20mm*0.7mm & Buckle width 20 mm | No | 79937 | 49.36 | 0 | 3945690.32 | 0 | 3945690.32 | 1554 | 76705.44 | 0 | 76705.44
4.05 | Insulation Piercing Connectors (IPC) | No | 16785 | 49.36 | 0 | 828507.6 | 0 | 828507.6 | 588 | 29023.68 | 0 | 29023.68
4.06 | Eye Hooks | No | 39968 | 49.36 | 0 | 1972820.48 | 0 | 1972820.48 | 0 | 0 | 0 | 0
5.01 | AERIAL BUNCHED XLPE CABLE 1.1 KV 3C X 50 SQ.MM+1Cx25 SQ. MM.+1x35 SQ. MM. including special accessories for AB cable as specified in Scope of work and as per approved Drawings, technical specifications. | Km | 902 | 155409.96 | 148.08 | 140179783.92 | 133568.16 | 140313352.08 | 19.36 | 3008736.8256 | 2866.8288 | 3011603.6544
5.02 | AERIAL BUNCHED XLPE CABLE 1.1 KV 1Cx 35 SQ MM +1CX16 SQ MM + 25 SQ MM including special accessories for AB cable as specified in Scope of work and as per approved drawings, technical specifications. | Km | 697 | 60564.72 | 148.08 | 42213609.84 | 103211.76 | 42316821.6 | 0 | 0 | 0 | 0
6.01 | Supply of 1-ph Pole mounted service connection box for LT connections (8 connections) | No | 7194 | 987.2 | 19.74 | 7101916.8 | 142009.56 | 7243926.36 | 111 | 109579.2 | 2191.14 | 111770.34
6.02 | Supply of 3-ph Pole mounted service connection box for LT connections (4 connections) | No | 799 | 1184.64 | 19.74 | 946527.36 | 15772.26 | 962299.62 | 19 | 22508.16 | 375.06 | 22883.22
6.03 | Supply of 4Cx10 mm2 LT PVC Cable | KM | 14 | 44917.6 | 98.72 | 628846.4 | 1382.08 | 630228.48 | 0.31 | 13924.456 | 30.6032 | 13955.0592
6.04 | Supply of 4Cx16 mm2 LT PVC Cable | KM | 2 | 59232 | 98.72 | 118464 | 197.44 | 118661.44 | 0.04 | 2369.28 | 3.9488 | 2373.2288
| Total Cost Exculding GST |  |  |  |  | 221385784.23 | 790689.85 | 222176474.08 |  | 3541594.8658 | 7842.2808 | 3549437.1466
| Applicable GST |  |  |  |  | 39849441.1614 | 142324.173 | 39991765.3344 |  | 637487.0758 | 1411.6105 | 638898.6864
| Grand Total Including GST |  |  |  |  | 261235225.3914 | 933014.023 | 262168239.4144 |  | 4179081.9416 | 9253.8913 | 4188335.833

## RAMCO(157701)
I.Illustration of Price Schedule (Supply of Plant):
Supply, Installation, Testing and Commissioning of LT Aerial Bunched Cable With Its Accessories In Part of Kachchh District (Anjar Circle) in PGVCL under Revamped Reforms-Based and Results-Linked, Distribution Sector Scheme (Package-2).
(Schedule of rates and Prices)
Ex-Works Supply of Materials
Bidder's Name & Address: M/s SES & PPCW(JV),Modasa
Circle - ANJAR Division - ANJAR Sub-Division - ANJAR R-1 Feeder code - 157701 Feeder Name - RAMCO
|  | LOA | [6 empty] | SURVEY
Sr. No. | Description of Goods | Unit | Quantity | Unit Exworks price in Rs. | Unit F & I Price | Total Exworks price in Rs. | Total Price for F & I | Total Price per line item in Rs. | Quantity | Total Exworks price in Rs. | Total Price for F & I | Total Price per line item in Rs. | Remarks
1.01 | 8 meter long /200 KG PSC Poles (PSC Pole as per state practice) | No. | 3197 | 2359.41 | 98.72 | 7543033.77 | 315607.84 | 7858641.61 | 4 | 9437.64 | 394.88 | 9832.52
1.02 | CAUTION & DANGER BOARD. | No. | 39968 | 83.69 | 0 | 3344921.92 | 0 | 3344921.92 | 4 | 334.76 | 0 | 334.76
1.03 | Barbed wire for anticlimbing device | MT | 64 | 99.71 | 0 | 6381.44 | 0 | 6381.44 | 0 | 0 | 0 | 0
2 | Supply of Material for new GUY SET WITH PREFORMED FITTING, Anchor Rod/ Guy Rod - 1 No, Turn Buckel - 1 No, Eye Bolt/I-Rod - 1 No, Stay wire - 7/12 -2.5 kg, LT Guy Insulator –1 No, Guy Clamp – 1 Pair, Nut –Bolt (65x16 mm)-2 Nos.-as per Requirement etc. As per approved drawing | Set | 3997 | 908.22 | 9.87 | 3630155.34 | 39450.39 | 3669605.73 | 4 | 3632.88 | 39.48 | 3672.36
3 | Supply of Material for Coil type Earthing consist of (a) 8 SWG GI wire for earthing coil- 1.7 Kg (b) Rigid PVC Pipe - 20mm dia ( 1.5 Mtr) - 1No (C) Earthing Bolt- 1 No (d) GI Wire No. 8 From Pole Top to Earthing Coil- 1.06 Kg including cost of Coal Salt etc. (20 KG SALT + 20 KG COAL) as per approved drawings, technical specifications and scope of work. | Set | 7994 | 281.35 | 4.94 | 2249111.9 | 39490.36 | 2288602.26 | 35 | 9847.25 | 172.9 | 10020.15
4.01 | Self-tightening anchoring (Dead end) clamp with pole bracket using Stainless Steel Strap & Buckle. | No | 6395 | 133.27 | 0 | 852261.65 | 0 | 852261.65 | 66 | 8795.82 | 0 | 8795.82
4.02 | Self-locking Suspension Clamp with pole bracket using Stainless Steel Strap & Buckle | No | 33573 | 148.08 | 0 | 4971489.84 | 0 | 4971489.84 | 214 | 31689.12 | 0 | 31689.12
4.03 | Pre-Insulated mid span joints for phase, neutral and street light conductors with junction sleeve | No | 6395 | 133.27 | 0 | 852261.65 | 0 | 852261.65 | 80 | 10661.6 | 0 | 10661.6
4.04 | Stainless Steel of Size Strap 20mm*0.7mm & Buckle width 20 mm | No | 79937 | 49.36 | 0 | 3945690.32 | 0 | 3945690.32 | 418 | 20632.48 | 0 | 20632.48
4.05 | Insulation Piercing Connectors (IPC) | No | 16785 | 49.36 | 0 | 828507.6 | 0 | 828507.6 | 155 | 7650.8 | 0 | 7650.8
4.06 | Eye Hooks | No | 39968 | 49.36 | 0 | 1972820.48 | 0 | 1972820.48 | 0 | 0 | 0 | 0
5.01 | AERIAL BUNCHED XLPE CABLE 1.1 KV 3C X 50 SQ.MM+1Cx25 SQ. MM.+1x35 SQ. MM. including special accessories for AB cable as specified in Scope of work and as per approved Drawings, technical specifications. | Km | 902 | 155409.96 | 148.08 | 140179783.92 | 133568.16 | 140313352.08 | 0.15 | 23311.494 | 22.212 | 23333.706
5.02 | AERIAL BUNCHED XLPE CABLE 1.1 KV 1Cx 35 SQ MM +1CX16 SQ MM + 25 SQ MM including special accessories for AB cable as specified in Scope of work and as per approved drawings, technical specifications. | Km | 697 | 60564.72 | 148.08 | 42213609.84 | 103211.76 | 42316821.6 | 5.13 | 310697.0136 | 759.6504 | 311456.664
6.01 | Supply of 1-ph Pole mounted service connection box for LT connections (8 connections) | No | 7194 | 987.2 | 19.74 | 7101916.8 | 142009.56 | 7243926.36 | 23 | 22705.6 | 454.02 | 23159.62
6.02 | Supply of 3-ph Pole mounted service connection box for LT connections (4 connections) | No | 799 | 1184.64 | 19.74 | 946527.36 | 15772.26 | 962299.62 | 3 | 3553.92 | 59.22 | 3613.14
6.03 | Supply of 4Cx10 mm2 LT PVC Cable | KM | 14 | 44917.6 | 98.72 | 628846.4 | 1382.08 | 630228.48 | 0.08 | 3593.408 | 7.8976 | 3601.3056
6.04 | Supply of 4Cx16 mm2 LT PVC Cable | KM | 2 | 59232 | 98.72 | 118464 | 197.44 | 118661.44 | 0.01 | 592.32 | 0.9872 | 593.3072
| Total Cost Exculding GST |  |  |  |  | 221385784.23 | 790689.85 | 222176474.08 |  | 467136.1056 | 1911.2472 | 469047.3528
| Applicable GST |  |  |  |  | 39849441.1614 | 142324.173 | 39991765.3344 |  | 84084.499 | 344.0245 | 84428.5235
| Grand Total Including GST |  |  |  |  | 261235225.3914 | 933014.023 | 262168239.4144 |  | 551220.6046 | 2255.2717 | 553475.8763

## RIVERA(121919)
I.Illustration of Price Schedule (Supply of Plant):
Supply, Installation, Testing and Commissioning of LT Aerial Bunched Cable With Its Accessories In Part of Kachchh District (Anjar Circle) in PGVCL under Revamped Reforms-Based and Results-Linked, Distribution Sector Scheme (Package-2).
(Schedule of rates and Prices)
Ex-Works Supply of Materials
Bidder's Name & Address: M/s SES & PPCW(JV),Modasa
Circle - ANJAR Division - ANJAR Sub-Division - ANJAR R-1 Feeder code - 121919 Feeder Name - RIVERA
|  | LOA | [6 empty] | SURVEY
Sr. No. | Description of Goods | Unit | Quantity | Unit Exworks price in Rs. | Unit F & I Price | Total Exworks price in Rs. | Total Price for F & I | Total Price per line item in Rs. | Quantity | Total Exworks price in Rs. | Total Price for F & I | Total Price per line item in Rs. | Remarks
1.01 | 8 meter long /200 KG PSC Poles (PSC Pole as per state practice) | No. | 3197 | 2359.41 | 98.72 | 7543033.77 | 315607.84 | 7858641.61 | 27 | 63704.07 | 2665.44 | 66369.51
1.02 | CAUTION & DANGER BOARD. | No. | 39968 | 83.69 | 0 | 3344921.92 | 0 | 3344921.92 | 27 | 2259.63 | 0 | 2259.63
1.03 | Barbed wire for anticlimbing device | MT | 64 | 99.71 | 0 | 6381.44 | 0 | 6381.44 | 0.03 | 2.9913 | 0 | 2.9913
2 | Supply of Material for new GUY SET WITH PREFORMED FITTING, Anchor Rod/ Guy Rod - 1 No, Turn Buckel - 1 No, Eye Bolt/I-Rod - 1 No, Stay wire - 7/12 -2.5 kg, LT Guy Insulator –1 No, Guy Clamp – 1 Pair, Nut –Bolt (65x16 mm)-2 Nos.-as per Requirement etc. As per approved drawing | Set | 3997 | 908.22 | 9.87 | 3630155.34 | 39450.39 | 3669605.73 | 27 | 24521.94 | 266.49 | 24788.43
3 | Supply of Material for Coil type Earthing consist of (a) 8 SWG GI wire for earthing coil- 1.7 Kg (b) Rigid PVC Pipe - 20mm dia ( 1.5 Mtr) - 1No (C) Earthing Bolt- 1 No (d) GI Wire No. 8 From Pole Top to Earthing Coil- 1.06 Kg including cost of Coal Salt etc. (20 KG SALT + 20 KG COAL) as per approved drawings, technical specifications and scope of work. | Set | 7994 | 281.35 | 4.94 | 2249111.9 | 39490.36 | 2288602.26 | 221 | 62178.35 | 1091.74 | 63270.09
4.01 | Self-tightening anchoring (Dead end) clamp with pole bracket using Stainless Steel Strap & Buckle. | No | 6395 | 133.27 | 0 | 852261.65 | 0 | 852261.65 | 408 | 54374.16 | 0 | 54374.16
4.02 | Self-locking Suspension Clamp with pole bracket using Stainless Steel Strap & Buckle | No | 33573 | 148.08 | 0 | 4971489.84 | 0 | 4971489.84 | 1344 | 199019.52 | 0 | 199019.52
4.03 | Pre-Insulated mid span joints for phase, neutral and street light conductors with junction sleeve | No | 6395 | 133.27 | 0 | 852261.65 | 0 | 852261.65 | 516 | 68767.32 | 0 | 68767.32
4.04 | Stainless Steel of Size Strap 20mm*0.7mm & Buckle width 20 mm | No | 79937 | 49.36 | 0 | 3945690.32 | 0 | 3945690.32 | 2650 | 130804 | 0 | 130804
4.05 | Insulation Piercing Connectors (IPC) | No | 16785 | 49.36 | 0 | 828507.6 | 0 | 828507.6 | 1015 | 50100.4 | 0 | 50100.4
4.06 | Eye Hooks | No | 39968 | 49.36 | 0 | 1972820.48 | 0 | 1972820.48 | 0 | 0 | 0 | 0
5.01 | AERIAL BUNCHED XLPE CABLE 1.1 KV 3C X 50 SQ.MM+1Cx25 SQ. MM.+1x35 SQ. MM. including special accessories for AB cable as specified in Scope of work and as per approved Drawings, technical specifications. | Km | 902 | 155409.96 | 148.08 | 140179783.92 | 133568.16 | 140313352.08 | 7.14 | 1109627.1144 | 1057.2912 | 1110684.4056
5.02 | AERIAL BUNCHED XLPE CABLE 1.1 KV 1Cx 35 SQ MM +1CX16 SQ MM + 25 SQ MM including special accessories for AB cable as specified in Scope of work and as per approved drawings, technical specifications. | Km | 697 | 60564.72 | 148.08 | 42213609.84 | 103211.76 | 42316821.6 | 20.47 | 1239759.8184 | 3031.1976 | 1242791.016
6.01 | Supply of 1-ph Pole mounted service connection box for LT connections (8 connections) | No | 7194 | 987.2 | 19.74 | 7101916.8 | 142009.56 | 7243926.36 | 184 | 181644.8 | 3632.16 | 185276.96
6.02 | Supply of 3-ph Pole mounted service connection box for LT connections (4 connections) | No | 799 | 1184.64 | 19.74 | 946527.36 | 15772.26 | 962299.62 | 28 | 33169.92 | 552.72 | 33722.64
6.03 | Supply of 4Cx10 mm2 LT PVC Cable | KM | 14 | 44917.6 | 98.72 | 628846.4 | 1382.08 | 630228.48 | 0.54 | 24255.504 | 53.3088 | 24308.8128
6.04 | Supply of 4Cx16 mm2 LT PVC Cable | KM | 2 | 59232 | 98.72 | 118464 | 197.44 | 118661.44 | 0.06 | 3553.92 | 5.9232 | 3559.8432
| Total Cost Exculding GST |  |  |  |  | 221385784.23 | 790689.85 | 222176474.08 |  | 3247743.4581 | 12356.2708 | 3260099.7289
| Applicable GST |  |  |  |  | 39849441.1614 | 142324.173 | 39991765.3344 |  | 584593.8225 | 2224.1287 | 586817.9512
| Grand Total Including GST |  |  |  |  | 261235225.3914 | 933014.023 | 262168239.4144 |  | 3832337.2806 | 14580.3995 | 3846917.6801

## SACHIDANAND JGY(91607)
I.Illustration of Price Schedule (Supply of Plant):
Supply, Installation, Testing and Commissioning of LT Aerial Bunched Cable With Its Accessories In Part of Kachchh District (Anjar Circle) in PGVCL under Revamped Reforms-Based and Results-Linked, Distribution Sector Scheme (Package-2).
(Schedule of rates and Prices)
Ex-Works Supply of Materials
Bidder's Name & Address: M/s SES & PPCW(JV),Modasa
Circle - ANJAR Division - ANJAR Sub-Division - ANJAR R-2 Feeder code - 91607 Feeder Name - SACHIDANAND JGY
|  | LOA | [6 empty] | SURVEY
Sr. No. | Description of Goods | Unit | Quantity | Unit Exworks price in Rs. | Unit F & I Price | Total Exworks price in Rs. | Total Price for F & I | Total Price per line item in Rs. | Quantity | Total Exworks price in Rs. | Total Price for F & I | Total Price per line item in Rs. | Remarks
1.01 | 8 meter long /200 KG PSC Poles (PSC Pole as per state practice) | No. | 3197 | 2359.41 | 98.72 | 7543033.77 | 315607.84 | 7858641.61 | 14 | 33031.74 | 1382.08 | 34413.82
1.02 | CAUTION & DANGER BOARD. | No. | 39968 | 83.69 | 0 | 3344921.92 | 0 | 3344921.92 | 14 | 1171.66 | 0 | 1171.66
1.03 | Barbed wire for anticlimbing device | MT | 64 | 99.71 | 0 | 6381.44 | 0 | 6381.44 | 0.01 | 0.9971 | 0 | 0.9971
2 | Supply of Material for new GUY SET WITH PREFORMED FITTING, Anchor Rod/ Guy Rod - 1 No, Turn Buckel - 1 No, Eye Bolt/I-Rod - 1 No, Stay wire - 7/12 -2.5 kg, LT Guy Insulator –1 No, Guy Clamp – 1 Pair, Nut –Bolt (65x16 mm)-2 Nos.-as per Requirement etc. As per approved drawing | Set | 3997 | 908.22 | 9.87 | 3630155.34 | 39450.39 | 3669605.73 | 14 | 12715.08 | 138.18 | 12853.26
3 | Supply of Material for Coil type Earthing consist of (a) 8 SWG GI wire for earthing coil- 1.7 Kg (b) Rigid PVC Pipe - 20mm dia ( 1.5 Mtr) - 1No (C) Earthing Bolt- 1 No (d) GI Wire No. 8 From Pole Top to Earthing Coil- 1.06 Kg including cost of Coal Salt etc. (20 KG SALT + 20 KG COAL) as per approved drawings, technical specifications and scope of work. | Set | 7994 | 281.35 | 4.94 | 2249111.9 | 39490.36 | 2288602.26 | 119 | 33480.65 | 587.86 | 34068.51
4.01 | Self-tightening anchoring (Dead end) clamp with pole bracket using Stainless Steel Strap & Buckle. | No | 6395 | 133.27 | 0 | 852261.65 | 0 | 852261.65 | 202 | 26920.54 | 0 | 26920.54
4.02 | Self-locking Suspension Clamp with pole bracket using Stainless Steel Strap & Buckle | No | 33573 | 148.08 | 0 | 4971489.84 | 0 | 4971489.84 | 737 | 109134.96 | 0 | 109134.96
4.03 | Pre-Insulated mid span joints for phase, neutral and street light conductors with junction sleeve | No | 6395 | 133.27 | 0 | 852261.65 | 0 | 852261.65 | 274 | 36515.98 | 0 | 36515.98
4.04 | Stainless Steel of Size Strap 20mm*0.7mm & Buckle width 20 mm | No | 79937 | 49.36 | 0 | 3945690.32 | 0 | 3945690.32 | 1434 | 70782.24 | 0 | 70782.24
4.05 | Insulation Piercing Connectors (IPC) | No | 16785 | 49.36 | 0 | 828507.6 | 0 | 828507.6 | 535 | 26407.6 | 0 | 26407.6
4.06 | Eye Hooks | No | 39968 | 49.36 | 0 | 1972820.48 | 0 | 1972820.48 | 0 | 0 | 0 | 0
5.01 | AERIAL BUNCHED XLPE CABLE 1.1 KV 3C X 50 SQ.MM+1Cx25 SQ. MM.+1x35 SQ. MM. including special accessories for AB cable as specified in Scope of work and as per approved Drawings, technical specifications. | Km | 902 | 155409.96 | 148.08 | 140179783.92 | 133568.16 | 140313352.08 | 19.3 | 2999412.228 | 2857.944 | 3002270.172
5.02 | AERIAL BUNCHED XLPE CABLE 1.1 KV 1Cx 35 SQ MM +1CX16 SQ MM + 25 SQ MM including special accessories for AB cable as specified in Scope of work and as per approved drawings, technical specifications. | Km | 697 | 60564.72 | 148.08 | 42213609.84 | 103211.76 | 42316821.6 | 1.91 | 115678.6152 | 282.8328 | 115961.448
6.01 | Supply of 1-ph Pole mounted service connection box for LT connections (8 connections) | No | 7194 | 987.2 | 19.74 | 7101916.8 | 142009.56 | 7243926.36 | 91 | 89835.2 | 1796.34 | 91631.54
6.02 | Supply of 3-ph Pole mounted service connection box for LT connections (4 connections) | No | 799 | 1184.64 | 19.74 | 946527.36 | 15772.26 | 962299.62 | 24 | 28431.36 | 473.76 | 28905.12
6.03 | Supply of 4Cx10 mm2 LT PVC Cable | KM | 14 | 44917.6 | 98.72 | 628846.4 | 1382.08 | 630228.48 | 0.29 | 13026.104 | 28.6288 | 13054.7328
6.04 | Supply of 4Cx16 mm2 LT PVC Cable | KM | 2 | 59232 | 98.72 | 118464 | 197.44 | 118661.44 | 0.03 | 1776.96 | 2.9616 | 1779.9216
| Total Cost Exculding GST |  |  |  |  | 221385784.23 | 790689.85 | 222176474.08 |  | 3598321.9143 | 7550.5872 | 3605872.5015
| Applicable GST |  |  |  |  | 39849441.1614 | 142324.173 | 39991765.3344 |  | 647697.9446 | 1359.1057 | 649057.0503
| Grand Total Including GST |  |  |  |  | 261235225.3914 | 933014.023 | 262168239.4144 |  | 4246019.8589 | 8909.6929 | 4254929.5518

## SAHARA JGY(332002)
I.Illustration of Price Schedule (Supply of Plant):
Supply, Installation, Testing and Commissioning of LT Aerial Bunched Cable With Its Accessories In Part of Kachchh District (Anjar Circle) in PGVCL under Revamped Reforms-Based and Results-Linked, Distribution Sector Scheme (Package-2).
(Schedule of rates and Prices)
Ex-Works Supply of Materials
Bidder's Name & Address: M/s SES & PPCW(JV),Modasa
Circle - ANJAR Division - ANJAR Sub-Division - ANJAR R-2 Feeder code - 332002 Feeder Name - SAHARA JGY
|  | LOA | [6 empty] | SURVEY
Sr. No. | Description of Goods | Unit | Quantity | Unit Exworks price in Rs. | Unit F & I Price | Total Exworks price in Rs. | Total Price for F & I | Total Price per line item in Rs. | Quantity | Total Exworks price in Rs. | Total Price for F & I | Total Price per line item in Rs. | Remarks
1.01 | 8 meter long /200 KG PSC Poles (PSC Pole as per state practice) | No. | 3197 | 2359.41 | 98.72 | 7543033.77 | 315607.84 | 7858641.61 | 11 | 25953.51 | 1085.92 | 27039.43
1.02 | CAUTION & DANGER BOARD. | No. | 39968 | 83.69 | 0 | 3344921.92 | 0 | 3344921.92 | 11 | 920.59 | 0 | 920.59
1.03 | Barbed wire for anticlimbing device | MT | 64 | 99.71 | 0 | 6381.44 | 0 | 6381.44 | 0.01 | 0.9971 | 0 | 0.9971
2 | Supply of Material for new GUY SET WITH PREFORMED FITTING, Anchor Rod/ Guy Rod - 1 No, Turn Buckel - 1 No, Eye Bolt/I-Rod - 1 No, Stay wire - 7/12 -2.5 kg, LT Guy Insulator –1 No, Guy Clamp – 1 Pair, Nut –Bolt (65x16 mm)-2 Nos.-as per Requirement etc. As per approved drawing | Set | 3997 | 908.22 | 9.87 | 3630155.34 | 39450.39 | 3669605.73 | 11 | 9990.42 | 108.57 | 10098.99
3 | Supply of Material for Coil type Earthing consist of (a) 8 SWG GI wire for earthing coil- 1.7 Kg (b) Rigid PVC Pipe - 20mm dia ( 1.5 Mtr) - 1No (C) Earthing Bolt- 1 No (d) GI Wire No. 8 From Pole Top to Earthing Coil- 1.06 Kg including cost of Coal Salt etc. (20 KG SALT + 20 KG COAL) as per approved drawings, technical specifications and scope of work. | Set | 7994 | 281.35 | 4.94 | 2249111.9 | 39490.36 | 2288602.26 | 85 | 23914.75 | 419.9 | 24334.65
4.01 | Self-tightening anchoring (Dead end) clamp with pole bracket using Stainless Steel Strap & Buckle. | No | 6395 | 133.27 | 0 | 852261.65 | 0 | 852261.65 | 144 | 19190.88 | 0 | 19190.88
4.02 | Self-locking Suspension Clamp with pole bracket using Stainless Steel Strap & Buckle | No | 33573 | 148.08 | 0 | 4971489.84 | 0 | 4971489.84 | 511 | 75668.88 | 0 | 75668.88
4.03 | Pre-Insulated mid span joints for phase, neutral and street light conductors with junction sleeve | No | 6395 | 133.27 | 0 | 852261.65 | 0 | 852261.65 | 198 | 26387.46 | 0 | 26387.46
4.04 | Stainless Steel of Size Strap 20mm*0.7mm & Buckle width 20 mm | No | 79937 | 49.36 | 0 | 3945690.32 | 0 | 3945690.32 | 1008 | 49754.88 | 0 | 49754.88
4.05 | Insulation Piercing Connectors (IPC) | No | 16785 | 49.36 | 0 | 828507.6 | 0 | 828507.6 | 384 | 18954.24 | 0 | 18954.24
4.06 | Eye Hooks | No | 39968 | 49.36 | 0 | 1972820.48 | 0 | 1972820.48 | 0 | 0 | 0 | 0
5.01 | AERIAL BUNCHED XLPE CABLE 1.1 KV 3C X 50 SQ.MM+1Cx25 SQ. MM.+1x35 SQ. MM. including special accessories for AB cable as specified in Scope of work and as per approved Drawings, technical specifications. | Km | 902 | 155409.96 | 148.08 | 140179783.92 | 133568.16 | 140313352.08 | 1.92 | 298387.1232 | 284.3136 | 298671.4368
5.02 | AERIAL BUNCHED XLPE CABLE 1.1 KV 1Cx 35 SQ MM +1CX16 SQ MM + 25 SQ MM including special accessories for AB cable as specified in Scope of work and as per approved drawings, technical specifications. | Km | 697 | 60564.72 | 148.08 | 42213609.84 | 103211.76 | 42316821.6 | 13.6 | 823680.192 | 2013.888 | 825694.08
6.01 | Supply of 1-ph Pole mounted service connection box for LT connections (8 connections) | No | 7194 | 987.2 | 19.74 | 7101916.8 | 142009.56 | 7243926.36 | 68 | 67129.6 | 1342.32 | 68471.92
6.02 | Supply of 3-ph Pole mounted service connection box for LT connections (4 connections) | No | 799 | 1184.64 | 19.74 | 946527.36 | 15772.26 | 962299.62 | 11 | 13031.04 | 217.14 | 13248.18
6.03 | Supply of 4Cx10 mm2 LT PVC Cable | KM | 14 | 44917.6 | 98.72 | 628846.4 | 1382.08 | 630228.48 | 0.2 | 8983.52 | 19.744 | 9003.264
6.04 | Supply of 4Cx16 mm2 LT PVC Cable | KM | 2 | 59232 | 98.72 | 118464 | 197.44 | 118661.44 | 0.02 | 1184.64 | 1.9744 | 1186.6144
| Total Cost Exculding GST |  |  |  |  | 221385784.23 | 790689.85 | 222176474.08 |  | 1463132.7223 | 5493.77 | 1468626.4923
| Applicable GST |  |  |  |  | 39849441.1614 | 142324.173 | 39991765.3344 |  | 263363.89 | 988.8786 | 264352.7686
| Grand Total Including GST |  |  |  |  | 261235225.3914 | 933014.023 | 262168239.4144 |  | 1726496.6123 | 6482.6486 | 1732979.2609

## VADVALA JGY(335201)
I.Illustration of Price Schedule (Supply of Plant):
Supply, Installation, Testing and Commissioning of LT Aerial Bunched Cable With Its Accessories In Part of Kachchh District (Anjar Circle) in PGVCL under Revamped Reforms-Based and Results-Linked, Distribution Sector Scheme (Package-2).
(Schedule of rates and Prices)
Ex-Works Supply of Materials
Bidder's Name & Address: M/s SES & PPCW(JV),Modasa
Circle - ANJAR Division - ANJAR Sub-Division - ANJAR R-2 Feeder code - 335201 Feeder Name - VADVALA JGY
|  | LOA | [6 empty] | SURVEY
Sr. No. | Description of Goods | Unit | Quantity | Unit Exworks price in Rs. | Unit F & I Price | Total Exworks price in Rs. | Total Price for F & I | Total Price per line item in Rs. | Quantity | Total Exworks price in Rs. | Total Price for F & I | Total Price per line item in Rs. | Remarks
1.01 | 8 meter long /200 KG PSC Poles (PSC Pole as per state practice) | No. | 3197 | 2359.41 | 98.72 | 7543033.77 | 315607.84 | 7858641.61 | 5 | 11797.05 | 493.6 | 12290.65
1.02 | CAUTION & DANGER BOARD. | No. | 39968 | 83.69 | 0 | 3344921.92 | 0 | 3344921.92 | 5 | 418.45 | 0 | 418.45
1.03 | Barbed wire for anticlimbing device | MT | 64 | 99.71 | 0 | 6381.44 | 0 | 6381.44 | 0 | 0 | 0 | 0
2 | Supply of Material for new GUY SET WITH PREFORMED FITTING, Anchor Rod/ Guy Rod - 1 No, Turn Buckel - 1 No, Eye Bolt/I-Rod - 1 No, Stay wire - 7/12 -2.5 kg, LT Guy Insulator –1 No, Guy Clamp – 1 Pair, Nut –Bolt (65x16 mm)-2 Nos.-as per Requirement etc. As per approved drawing | Set | 3997 | 908.22 | 9.87 | 3630155.34 | 39450.39 | 3669605.73 | 5 | 4541.1 | 49.35 | 4590.45
3 | Supply of Material for Coil type Earthing consist of (a) 8 SWG GI wire for earthing coil- 1.7 Kg (b) Rigid PVC Pipe - 20mm dia ( 1.5 Mtr) - 1No (C) Earthing Bolt- 1 No (d) GI Wire No. 8 From Pole Top to Earthing Coil- 1.06 Kg including cost of Coal Salt etc. (20 KG SALT + 20 KG COAL) as per approved drawings, technical specifications and scope of work. | Set | 7994 | 281.35 | 4.94 | 2249111.9 | 39490.36 | 2288602.26 | 45 | 12660.75 | 222.3 | 12883.05
4.01 | Self-tightening anchoring (Dead end) clamp with pole bracket using Stainless Steel Strap & Buckle. | No | 6395 | 133.27 | 0 | 852261.65 | 0 | 852261.65 | 88 | 11727.76 | 0 | 11727.76
4.02 | Self-locking Suspension Clamp with pole bracket using Stainless Steel Strap & Buckle | No | 33573 | 148.08 | 0 | 4971489.84 | 0 | 4971489.84 | 275 | 40722 | 0 | 40722
4.03 | Pre-Insulated mid span joints for phase, neutral and street light conductors with junction sleeve | No | 6395 | 133.27 | 0 | 852261.65 | 0 | 852261.65 | 104 | 13860.08 | 0 | 13860.08
4.04 | Stainless Steel of Size Strap 20mm*0.7mm & Buckle width 20 mm | No | 79937 | 49.36 | 0 | 3945690.32 | 0 | 3945690.32 | 538 | 26555.68 | 0 | 26555.68
4.05 | Insulation Piercing Connectors (IPC) | No | 16785 | 49.36 | 0 | 828507.6 | 0 | 828507.6 | 200 | 9872 | 0 | 9872
4.06 | Eye Hooks | No | 39968 | 49.36 | 0 | 1972820.48 | 0 | 1972820.48 | 0 | 0 | 0 | 0
5.01 | AERIAL BUNCHED XLPE CABLE 1.1 KV 3C X 50 SQ.MM+1Cx25 SQ. MM.+1x35 SQ. MM. including special accessories for AB cable as specified in Scope of work and as per approved Drawings, technical specifications. | Km | 902 | 155409.96 | 148.08 | 140179783.92 | 133568.16 | 140313352.08 | 0.5 | 77704.98 | 74.04 | 77779.02
5.02 | AERIAL BUNCHED XLPE CABLE 1.1 KV 1Cx 35 SQ MM +1CX16 SQ MM + 25 SQ MM including special accessories for AB cable as specified in Scope of work and as per approved drawings, technical specifications. | Km | 697 | 60564.72 | 148.08 | 42213609.84 | 103211.76 | 42316821.6 | 7.44 | 450601.5168 | 1101.7152 | 451703.232
6.01 | Supply of 1-ph Pole mounted service connection box for LT connections (8 connections) | No | 7194 | 987.2 | 19.74 | 7101916.8 | 142009.56 | 7243926.36 | 27 | 26654.4 | 532.98 | 27187.38
6.02 | Supply of 3-ph Pole mounted service connection box for LT connections (4 connections) | No | 799 | 1184.64 | 19.74 | 946527.36 | 15772.26 | 962299.62 | 13 | 15400.32 | 256.62 | 15656.94
6.03 | Supply of 4Cx10 mm2 LT PVC Cable | KM | 14 | 44917.6 | 98.72 | 628846.4 | 1382.08 | 630228.48 | 0.11 | 4940.936 | 10.8592 | 4951.7952
6.04 | Supply of 4Cx16 mm2 LT PVC Cable | KM | 2 | 59232 | 98.72 | 118464 | 197.44 | 118661.44 | 0.01 | 592.32 | 0.9872 | 593.3072
| Total Cost Exculding GST |  |  |  |  | 221385784.23 | 790689.85 | 222176474.08 |  | 708049.3428 | 2742.4516 | 710791.7944
| Applicable GST |  |  |  |  | 39849441.1614 | 142324.173 | 39991765.3344 |  | 127448.8817 | 493.6413 | 127942.523
| Grand Total Including GST |  |  |  |  | 261235225.3914 | 933014.023 | 262168239.4144 |  | 835498.2245 | 3236.0929 | 838734.3174

## VIJAYNAGAR(74125)
I.Illustration of Price Schedule (Supply of Plant):
Supply, Installation, Testing and Commissioning of LT Aerial Bunched Cable With Its Accessories In Part of Kachchh District (Anjar Circle) in PGVCL under Revamped Reforms-Based and Results-Linked, Distribution Sector Scheme (Package-2).
(Schedule of rates and Prices)
Ex-Works Supply of Materials
Bidder's Name & Address: M/s SES & PPCW(JV),Modasa
Circle - ANJAR Division - ANJAR Sub-Division - ANJAR CITY Feeder code - 74125 Feeder Name - VIJAYNAGAR
|  | LOA | [6 empty] | SURVEY
Sr. No. | Description of Goods | Unit | Quantity | Unit Exworks price in Rs. | Unit F & I Price | Total Exworks price in Rs. | Total Price for F & I | Total Price per line item in Rs. | Quantity | Total Exworks price in Rs. | Total Price for F & I | Total Price per line item in Rs. | Remarks
1.01 | 8 meter long /200 KG PSC Poles (PSC Pole as per state practice) | No. | 3197 | 2359.41 | 98.72 | 7543033.77 | 315607.84 | 7858641.61 | 13 | 30672.33 | 1283.36 | 31955.69
1.02 | CAUTION & DANGER BOARD. | No. | 39968 | 83.69 | 0 | 3344921.92 | 0 | 3344921.92 | 13 | 1087.97 | 0 | 1087.97
1.03 | Barbed wire for anticlimbing device | MT | 64 | 99.71 | 0 | 6381.44 | 0 | 6381.44 | 0.01 | 0.9971 | 0 | 0.9971
2 | Supply of Material for new GUY SET WITH PREFORMED FITTING, Anchor Rod/ Guy Rod - 1 No, Turn Buckel - 1 No, Eye Bolt/I-Rod - 1 No, Stay wire - 7/12 -2.5 kg, LT Guy Insulator –1 No, Guy Clamp – 1 Pair, Nut –Bolt (65x16 mm)-2 Nos.-as per Requirement etc. As per approved drawing | Set | 3997 | 908.22 | 9.87 | 3630155.34 | 39450.39 | 3669605.73 | 13 | 11806.86 | 128.31 | 11935.17
3 | Supply of Material for Coil type Earthing consist of (a) 8 SWG GI wire for earthing coil- 1.7 Kg (b) Rigid PVC Pipe - 20mm dia ( 1.5 Mtr) - 1No (C) Earthing Bolt- 1 No (d) GI Wire No. 8 From Pole Top to Earthing Coil- 1.06 Kg including cost of Coal Salt etc. (20 KG SALT + 20 KG COAL) as per approved drawings, technical specifications and scope of work. | Set | 7994 | 281.35 | 4.94 | 2249111.9 | 39490.36 | 2288602.26 | 111 | 31229.85 | 548.34 | 31778.19
4.01 | Self-tightening anchoring (Dead end) clamp with pole bracket using Stainless Steel Strap & Buckle. | No | 6395 | 133.27 | 0 | 852261.65 | 0 | 852261.65 | 185 | 24654.95 | 0 | 24654.95
4.02 | Self-locking Suspension Clamp with pole bracket using Stainless Steel Strap & Buckle | No | 33573 | 148.08 | 0 | 4971489.84 | 0 | 4971489.84 | 690 | 102175.2 | 0 | 102175.2
4.03 | Pre-Insulated mid span joints for phase, neutral and street light conductors with junction sleeve | No | 6395 | 133.27 | 0 | 852261.65 | 0 | 852261.65 | 262 | 34916.74 | 0 | 34916.74
4.04 | Stainless Steel of Size Strap 20mm*0.7mm & Buckle width 20 mm | No | 79937 | 49.36 | 0 | 3945690.32 | 0 | 3945690.32 | 1326 | 65451.36 | 0 | 65451.36
4.05 | Insulation Piercing Connectors (IPC) | No | 16785 | 49.36 | 0 | 828507.6 | 0 | 828507.6 | 511 | 25222.96 | 0 | 25222.96
4.06 | Eye Hooks | No | 39968 | 49.36 | 0 | 1972820.48 | 0 | 1972820.48 | 0 | 0 | 0 | 0
5.01 | AERIAL BUNCHED XLPE CABLE 1.1 KV 3C X 50 SQ.MM+1Cx25 SQ. MM.+1x35 SQ. MM. including special accessories for AB cable as specified in Scope of work and as per approved Drawings, technical specifications. | Km | 902 | 155409.96 | 148.08 | 140179783.92 | 133568.16 | 140313352.08 | 0.01 | 1554.0996 | 1.4808 | 1555.5804
5.02 | AERIAL BUNCHED XLPE CABLE 1.1 KV 1Cx 35 SQ MM +1CX16 SQ MM + 25 SQ MM including special accessories for AB cable as specified in Scope of work and as per approved drawings, technical specifications. | Km | 697 | 60564.72 | 148.08 | 42213609.84 | 103211.76 | 42316821.6 | 16.89 | 1022938.1208 | 2501.0712 | 1025439.192
6.01 | Supply of 1-ph Pole mounted service connection box for LT connections (8 connections) | No | 7194 | 987.2 | 19.74 | 7101916.8 | 142009.56 | 7243926.36 | 74 | 73052.8 | 1460.76 | 74513.56
6.02 | Supply of 3-ph Pole mounted service connection box for LT connections (4 connections) | No | 799 | 1184.64 | 19.74 | 946527.36 | 15772.26 | 962299.62 | 20 | 23692.8 | 394.8 | 24087.6
6.03 | Supply of 4Cx10 mm2 LT PVC Cable | KM | 14 | 44917.6 | 98.72 | 628846.4 | 1382.08 | 630228.48 | 0.27 | 12127.752 | 26.6544 | 12154.4064
6.04 | Supply of 4Cx16 mm2 LT PVC Cable | KM | 2 | 59232 | 98.72 | 118464 | 197.44 | 118661.44 | 0.03 | 1776.96 | 2.9616 | 1779.9216
| Total Cost Exculding GST |  |  |  |  | 221385784.23 | 790689.85 | 222176474.08 |  | 1462361.7495 | 6347.738 | 1468709.4875
| Applicable GST |  |  |  |  | 39849441.1614 | 142324.173 | 39991765.3344 |  | 263225.1149 | 1142.5928 | 264367.7078
| Grand Total Including GST |  |  |  |  | 261235225.3914 | 933014.023 | 262168239.4144 |  | 1725586.8644 | 7490.3308 | 1733077.1953

## VIP URBAN(336004)
I.Illustration of Price Schedule (Supply of Plant):
Supply, Installation, Testing and Commissioning of LT Aerial Bunched Cable With Its Accessories In Part of Kachchh District (Anjar Circle) in PGVCL under Revamped Reforms-Based and Results-Linked, Distribution Sector Scheme (Package-2).
(Schedule of rates and Prices)
Ex-Works Supply of Materials
Bidder's Name & Address: M/s SES & PPCW(JV),Modasa
Circle - ANJAR Division - ANJAR Sub-Division - ANJAR CITY Feeder code - 336004 Feeder Name - VIP URBAN
|  | LOA | [6 empty] | SURVEY
Sr. No. | Description of Goods | Unit | Quantity | Unit Exworks price in Rs. | Unit F & I Price | Total Exworks price in Rs. | Total Price for F & I | Total Price per line item in Rs. | Quantity | Total Exworks price in Rs. | Total Price for F & I | Total Price per line item in Rs. | Remarks
1.01 | 8 meter long /200 KG PSC Poles (PSC Pole as per state practice) | No. | 3197 | 2359.41 | 98.72 | 7543033.77 | 315607.84 | 7858641.61 | 4 | 9437.64 | 394.88 | 9832.52
1.02 | CAUTION & DANGER BOARD. | No. | 39968 | 83.69 | 0 | 3344921.92 | 0 | 3344921.92 | 4 | 334.76 | 0 | 334.76
1.03 | Barbed wire for anticlimbing device | MT | 64 | 99.71 | 0 | 6381.44 | 0 | 6381.44 | 0 | 0 | 0 | 0
2 | Supply of Material for new GUY SET WITH PREFORMED FITTING, Anchor Rod/ Guy Rod - 1 No, Turn Buckel - 1 No, Eye Bolt/I-Rod - 1 No, Stay wire - 7/12 -2.5 kg, LT Guy Insulator –1 No, Guy Clamp – 1 Pair, Nut –Bolt (65x16 mm)-2 Nos.-as per Requirement etc. As per approved drawing | Set | 3997 | 908.22 | 9.87 | 3630155.34 | 39450.39 | 3669605.73 | 4 | 3632.88 | 39.48 | 3672.36
3 | Supply of Material for Coil type Earthing consist of (a) 8 SWG GI wire for earthing coil- 1.7 Kg (b) Rigid PVC Pipe - 20mm dia ( 1.5 Mtr) - 1No (C) Earthing Bolt- 1 No (d) GI Wire No. 8 From Pole Top to Earthing Coil- 1.06 Kg including cost of Coal Salt etc. (20 KG SALT + 20 KG COAL) as per approved drawings, technical specifications and scope of work. | Set | 7994 | 281.35 | 4.94 | 2249111.9 | 39490.36 | 2288602.26 | 28 | 7877.8 | 138.32 | 8016.12
4.01 | Self-tightening anchoring (Dead end) clamp with pole bracket using Stainless Steel Strap & Buckle. | No | 6395 | 133.27 | 0 | 852261.65 | 0 | 852261.65 | 61 | 8129.47 | 0 | 8129.47
4.02 | Self-locking Suspension Clamp with pole bracket using Stainless Steel Strap & Buckle | No | 33573 | 148.08 | 0 | 4971489.84 | 0 | 4971489.84 | 180 | 26654.4 | 0 | 26654.4
4.03 | Pre-Insulated mid span joints for phase, neutral and street light conductors with junction sleeve | No | 6395 | 133.27 | 0 | 852261.65 | 0 | 852261.65 | 72 | 9595.44 | 0 | 9595.44
4.04 | Stainless Steel of Size Strap 20mm*0.7mm & Buckle width 20 mm | No | 79937 | 49.36 | 0 | 3945690.32 | 0 | 3945690.32 | 346 | 17078.56 | 0 | 17078.56
4.05 | Insulation Piercing Connectors (IPC) | No | 16785 | 49.36 | 0 | 828507.6 | 0 | 828507.6 | 134 | 6614.24 | 0 | 6614.24
4.06 | Eye Hooks | No | 39968 | 49.36 | 0 | 1972820.48 | 0 | 1972820.48 | 0 | 0 | 0 | 0
5.01 | AERIAL BUNCHED XLPE CABLE 1.1 KV 3C X 50 SQ.MM+1Cx25 SQ. MM.+1x35 SQ. MM. including special accessories for AB cable as specified in Scope of work and as per approved Drawings, technical specifications. | Km | 902 | 155409.96 | 148.08 | 140179783.92 | 133568.16 | 140313352.08 | 4 | 621639.84 | 592.32 | 622232.16
5.02 | AERIAL BUNCHED XLPE CABLE 1.1 KV 1Cx 35 SQ MM +1CX16 SQ MM + 25 SQ MM including special accessories for AB cable as specified in Scope of work and as per approved drawings, technical specifications. | Km | 697 | 60564.72 | 148.08 | 42213609.84 | 103211.76 | 42316821.6 | 0.04 | 2422.5888 | 5.9232 | 2428.512
6.01 | Supply of 1-ph Pole mounted service connection box for LT connections (8 connections) | No | 7194 | 987.2 | 19.74 | 7101916.8 | 142009.56 | 7243926.36 | 22 | 21718.4 | 434.28 | 22152.68
6.02 | Supply of 3-ph Pole mounted service connection box for LT connections (4 connections) | No | 799 | 1184.64 | 19.74 | 946527.36 | 15772.26 | 962299.62 | 4 | 4738.56 | 78.96 | 4817.52
6.03 | Supply of 4Cx10 mm2 LT PVC Cable | KM | 14 | 44917.6 | 98.72 | 628846.4 | 1382.08 | 630228.48 | 0.07 | 3144.232 | 6.9104 | 3151.1424
6.04 | Supply of 4Cx16 mm2 LT PVC Cable | KM | 2 | 59232 | 98.72 | 118464 | 197.44 | 118661.44 | 0.01 | 592.32 | 0.9872 | 593.3072
| Total Cost Exculding GST |  |  |  |  | 221385784.23 | 790689.85 | 222176474.08 |  | 743611.1308 | 1692.0608 | 745303.1916
| Applicable GST |  |  |  |  | 39849441.1614 | 142324.173 | 39991765.3344 |  | 133850.0035 | 304.5709 | 134154.5745
| Grand Total Including GST |  |  |  |  | 261235225.3914 | 933014.023 | 262168239.4144 |  | 877461.1343 | 1996.6317 | 879457.7661

## YAMUNA NAGAR(77613)
I.Illustration of Price Schedule (Supply of Plant):
Supply, Installation, Testing and Commissioning of LT Aerial Bunched Cable With Its Accessories In Part of Kachchh District (Anjar Circle) in PGVCL under Revamped Reforms-Based and Results-Linked, Distribution Sector Scheme (Package-2).
(Schedule of rates and Prices)
Ex-Works Supply of Materials
Bidder's Name & Address: M/s SES & PPCW(JV),Modasa
Circle - ANJAR Division - ANJAR Sub-Division - ANJAR R-2 Feeder code - 77613 Feeder Name - YAMUNA NAGAR
|  | LOA | [6 empty] | SURVEY
Sr. No. | Description of Goods | Unit | Quantity | Unit Exworks price in Rs. | Unit F & I Price | Total Exworks price in Rs. | Total Price for F & I | Total Price per line item in Rs. | Quantity | Total Exworks price in Rs. | Total Price for F & I | Total Price per line item in Rs. | Remarks
1.01 | 8 meter long /200 KG PSC Poles (PSC Pole as per state practice) | No. | 3197 | 2359.41 | 98.72 | 7543033.77 | 315607.84 | 7858641.61 | 4 | 9437.64 | 394.88 | 9832.52
1.02 | CAUTION & DANGER BOARD. | No. | 39968 | 83.69 | 0 | 3344921.92 | 0 | 3344921.92 | 4 | 334.76 | 0 | 334.76
1.03 | Barbed wire for anticlimbing device | MT | 64 | 99.71 | 0 | 6381.44 | 0 | 6381.44 | 0 | 0 | 0 | 0
2 | Supply of Material for new GUY SET WITH PREFORMED FITTING, Anchor Rod/ Guy Rod - 1 No, Turn Buckel - 1 No, Eye Bolt/I-Rod - 1 No, Stay wire - 7/12 -2.5 kg, LT Guy Insulator –1 No, Guy Clamp – 1 Pair, Nut –Bolt (65x16 mm)-2 Nos.-as per Requirement etc. As per approved drawing | Set | 3997 | 908.22 | 9.87 | 3630155.34 | 39450.39 | 3669605.73 | 4 | 3632.88 | 39.48 | 3672.36
3 | Supply of Material for Coil type Earthing consist of (a) 8 SWG GI wire for earthing coil- 1.7 Kg (b) Rigid PVC Pipe - 20mm dia ( 1.5 Mtr) - 1No (C) Earthing Bolt- 1 No (d) GI Wire No. 8 From Pole Top to Earthing Coil- 1.06 Kg including cost of Coal Salt etc. (20 KG SALT + 20 KG COAL) as per approved drawings, technical specifications and scope of work. | Set | 7994 | 281.35 | 4.94 | 2249111.9 | 39490.36 | 2288602.26 | 34 | 9565.9 | 167.96 | 9733.86
4.01 | Self-tightening anchoring (Dead end) clamp with pole bracket using Stainless Steel Strap & Buckle. | No | 6395 | 133.27 | 0 | 852261.65 | 0 | 852261.65 | 58 | 7729.66 | 0 | 7729.66
4.02 | Self-locking Suspension Clamp with pole bracket using Stainless Steel Strap & Buckle | No | 33573 | 148.08 | 0 | 4971489.84 | 0 | 4971489.84 | 209 | 30948.72 | 0 | 30948.72
4.03 | Pre-Insulated mid span joints for phase, neutral and street light conductors with junction sleeve | No | 6395 | 133.27 | 0 | 852261.65 | 0 | 852261.65 | 68 | 9062.36 | 0 | 9062.36
4.04 | Stainless Steel of Size Strap 20mm*0.7mm & Buckle width 20 mm | No | 79937 | 49.36 | 0 | 3945690.32 | 0 | 3945690.32 | 402 | 19842.72 | 0 | 19842.72
4.05 | Insulation Piercing Connectors (IPC) | No | 16785 | 49.36 | 0 | 828507.6 | 0 | 828507.6 | 161 | 7946.96 | 0 | 7946.96
4.06 | Eye Hooks | No | 39968 | 49.36 | 0 | 1972820.48 | 0 | 1972820.48 | 0 | 0 | 0 | 0
5.01 | AERIAL BUNCHED XLPE CABLE 1.1 KV 3C X 50 SQ.MM+1Cx25 SQ. MM.+1x35 SQ. MM. including special accessories for AB cable as specified in Scope of work and as per approved Drawings, technical specifications. | Km | 902 | 155409.96 | 148.08 | 140179783.92 | 133568.16 | 140313352.08 | 0 | 0 | 0 | 0
5.02 | AERIAL BUNCHED XLPE CABLE 1.1 KV 1Cx 35 SQ MM +1CX16 SQ MM + 25 SQ MM including special accessories for AB cable as specified in Scope of work and as per approved drawings, technical specifications. | Km | 697 | 60564.72 | 148.08 | 42213609.84 | 103211.76 | 42316821.6 | 5.4 | 327049.488 | 799.632 | 327849.12
6.01 | Supply of 1-ph Pole mounted service connection box for LT connections (8 connections) | No | 7194 | 987.2 | 19.74 | 7101916.8 | 142009.56 | 7243926.36 | 24 | 23692.8 | 473.76 | 24166.56
6.02 | Supply of 3-ph Pole mounted service connection box for LT connections (4 connections) | No | 799 | 1184.64 | 19.74 | 946527.36 | 15772.26 | 962299.62 | 4 | 4738.56 | 78.96 | 4817.52
6.03 | Supply of 4Cx10 mm2 LT PVC Cable | KM | 14 | 44917.6 | 98.72 | 628846.4 | 1382.08 | 630228.48 | 0.09 | 4042.584 | 8.8848 | 4051.4688
6.04 | Supply of 4Cx16 mm2 LT PVC Cable | KM | 2 | 59232 | 98.72 | 118464 | 197.44 | 118661.44 | 0.01 | 592.32 | 0.9872 | 593.3072
| Total Cost Exculding GST |  |  |  |  | 221385784.23 | 790689.85 | 222176474.08 |  | 458617.352 | 1964.544 | 460581.896
| Applicable GST |  |  |  |  | 39849441.1614 | 142324.173 | 39991765.3344 |  | 82551.1234 | 353.6179 | 82904.7413
| Grand Total Including GST |  |  |  |  | 261235225.3914 | 933014.023 | 262168239.4144 |  | 541168.4754 | 2318.1619 | 543486.6373